{"text_format":"1","workbook":"xlsx","n_sheets":4,"sheets":["Easy Selector","Complete Pricelist","LLISTA","LLISTADEPREUS"],"not_rendered":{"charts":0,"images":10,"macros":1,"external_links":0,"defined_names":3878,"comments":0,"pivot_tables":0},"unopened":[],"bounds":{"document_bytes":16777216,"sheet_cells":100000,"rows_first":2000,"rows_last":500,"rows_between":2000,"halvings":0,"cell_chars":16384,"cell_head_chars":4096},"cells_cut":0,"cells_raw":0,"read":"whole","date_system":"1900"}

{"sheet":"Easy Selector","index":0,"n_rows":86,"n_cols":10,"rows_kept":86,"cut":false,"hidden":false,"merged":[[7,1,7,7],[9,1,9,2],[8,1,8,2],[51,1,51,7],[11,2,11,7],[13,0,13,1],[12,0,12,1],[11,0,11,1]]}
[]
[]
[]
[]
[]
[]
[]
[null,"IZBOR VENTILATORA"]
[null,"SERIJA",null,"POLOVA","PREČNIK","BROJ LOPATICA","TIP","SNAGA MOTORA"]
[]
[]
[null,null,"CENOVNIK MOGUĆIH KOMBINACIJA VENTILATORA"]
[null,null,"C","K","L","LP","LPK","OSTALI"]
[{"$f":"B10&\"/\"&D10&\"-\"&E10&\"-\"&F10&\"-\"&H10&\" \"&G10","v":"/--- "},null,{"$f":"IF(OR(ISBLANK(B10),ISBLANK(D10),ISBLANK(E10),ISBLANK(F10),ISBLANK(G10),ISBLANK(H10)),\"NEDOSTAJU PODACI\",IFERROR(VLOOKUP(A14,'Complete Pricelist'!E:M,8,0),\"POZVATI\"))","v":"NEDOSTAJU PODACI"},{"$f":"IF(OR(ISBLANK(B10),ISBLANK(D10),ISBLANK(E10),ISBLANK(F10),ISBLANK(G10),ISBLANK(H10)),\"NEDOSTAJU PODACI\",IFERROR(VLOOKUP(A14,'Complete Pricelist'!E:N,9,0),\"POZVATI\"))","v":"NEDOSTAJU PODACI"},{"$f":"IF(OR(ISBLANK(B10),ISBLANK(D10),ISBLANK(E10),ISBLANK(F10),ISBLANK(G10),ISBLANK(H10)),\"NEDOSTAJU PODACI\",IFERROR(VLOOKUP(A14,'Complete Pricelist'!E:O,10,0),\"POZVATI\"))","v":"NEDOSTAJU PODACI"},{"$f":"IF(OR(ISBLANK(B10),ISBLANK(D10),ISBLANK(E10),ISBLANK(F10),ISBLANK(G10),ISBLANK(H10)),\"NEDOSTAJU PODACI\",IFERROR(VLOOKUP(A14,'Complete Pricelist'!E:P,11,0),\"POZVATI\"))","v":"NEDOSTAJU PODACI"},{"$f":"IF(OR(ISBLANK(B10),ISBLANK(D10),ISBLANK(E10),ISBLANK(F10),ISBLANK(G10),ISBLANK(H10)),\"NEDOSTAJU PODACI\",IFERROR(VLOOKUP(A14,'Complete Pricelist'!E:P,12,0),\"POZVATI\"))","v":"NEDOSTAJU PODACI"},{"$f":"IF(OR(ISBLANK(B10),ISBLANK(D10),ISBLANK(E10),ISBLANK(F10),ISBLANK(G10),ISBLANK(H10)),\"NEDOSTAJU PODACI\",IFERROR(VLOOKUP(A14,'Complete Pricelist'!E:R,13,0),\"POZVATI\"))","v":"NEDOSTAJU PODACI"}]
[]
[]
[null,"C","K","L","LP","LPK","CGT / CHGT","HGTT-V/HGHT-V"]
[]
[]
[]
[]
[]
[]
[null,null,null,null,null,null,null,null,null,"b"]
[]
[]
[]
[]
[]
[]
[]
[null,"VERSIONS",null,"K",null,"LP","CGT / CHGT","HGTT-V/HGHT-V"]
[null,"Short casing","Short casing and\nterminal box","Long casing,\nterminal box\nand viewfinder","Long Casing and inspecion door","Long Casing,\nTerminal box &\nInspecion door","Cabinet Fan","Roof Mounted"]
[]
[]
[]
[null,"MOTORI","IE2","IE3 Premium\nefikasnost"]
[null,"TGT / CGT / HGTT-V","dostupno (STANDARDNO)","dostupno"]
[null,"THGT F200","dostupno (STANDARDNO)","nije dostupno"]
[null,"THGT / CHGT / HGHT-V  F300","dostupno (STANDARDNO)","dostupno"]
[null,"THGT / CHGT / HGHT-V  F400","dostupno (STANDARDNO)","dostupno"]
[]
[null,"ATEX VERZIJE","Nije moguća kontrola\nbroja obrtaja","Frekventni regulator\n(VFD)"]
[null,"TGT / CGT  EExeIIT3","x"]
[null,"TGT / CGT  EExdIIBT4","x"]
[null,"TGT / CGT  EExdIIBHT4","x"]
[null,"TGT / CGT  EExdIIBT4 PTC",null,"x"]
[null,"TGT / CGT  EExdIIBHT4 PTC",null,"x"]
[]
[null,"Važno obaveštenje vezano za ErP direktivu 2005/32/EC"]
[]
[null," Od 01.01.2015. godine počelo se sa drugom fazom implementacije regulative 640/2009 i njenog amandmana 04/2014 vezano za"]
[null," ekodizajn električnih motora."]
[]
[null," U ovoj fazi fokus je na jednobrzinskim motorima nominalne snage između 7,5 i 375 kW, koji će biti u obavezi da poseduju IE2 nivo"]
[null," efikasnosti kao i frekventni regulator."]
[null," Opciono mogu da budu IE3 nivo efikasnosti."]
[]
[null," Proizvođači električnih motora su prihvatili predlog CEMEP-a (Evropski komitet proizvođača električnih mašina) da postave sledeću"]
[null," oznaku na svoje motore:"]
[]
[null," Oznaka (80x16mm)",null,"Mesto na kome će da se nalazi oznaka (na zaštiti ventilatora hladnjaka)"]
[]
[]
[]
[]
[]
[]
[]
[]
[null," S toga, od 01.01.2015. godine, svi S&P proizvodi će biti napravljeni u jednom od sledećih standarda:"]
[]
[null," Tip motora","Standard","*Dvostruke namene           (F200-F300-F400)","*Samo izvlačenje dima (F200-F300-F400)"]
[null," IE1 2 brzine","X","X","-"]
[null," IE2+VFD","X","X","- "]
[null," IE3","X","X","X"]
[]
[null," *Dvostruke namene znači da mogu da operišu u normalnom režimu  kontrole i u uslovima požara / izvlačenje dima."]
[null," **Samo izvlačenje dima znači da će ovi ventilatori da rade semo u uslovima požara / izvlačenja dima."]
[null," Kada se koristi frekventni regulator, neophodno je da električna instalacija bude opremljena sa sigurnosnim sistemom koji u slučaju požara "]
[null," omogućuje ventilatoru radi na maksimalnom broju obrtaj."]
[]
[null," Politika S&P "]
[null," Politika S&P je da kod svojih ventilatora i dalje za jednobrzinke motore koristi motore sa IE2 efikasnošću."]
[null," IE2 motori koji imaju nominalnu snagu između 7,5 kW i 375 kW će da dolaze sa instaliranim frekventnim regulatorom (VFD)."]
[null," IE3 motori se nalaze u ponudi u ovom cenovniku kao dostupna opcija."]

{"sheet":"Complete Pricelist","index":1,"n_rows":8488,"n_cols":22,"rows_kept":4500,"cut":true,"hidden":true,"merged":[],"bounds":{"rows_first":2000,"rows_last":500,"rows_between":2000,"halvings":0}}
[]
[null,"Series","CTRL+D= UNSET FILTERS","Certificado","CodBuscador","Poles","Polos1","Polos2","Diamter-N.Blades","Motor Power","CATEGORY","C","CK","L","LP","LPK","OTROS","Deliverytime","Pot1","Pot2","CodMotor","Message"]
[null,"CGT","CGT","ST","CGT/2_4-400-6-1,1/0,25 kW STANDARD","2_4",2,4,"400-6","1,1/0,25 kW","STANDARD","/","/","/","/","/",1045,"to be confirmed",1.1000000000000001,0.25,1929,""]
[null,"CGT","CGT","ST","CGT/2_4-400-6-1,5/0,35 kW STANDARD","2_4",2,4,"400-6","1,5/0,35 kW","STANDARD","/","/","/","/","/",1082,"to be confirmed",1.5,0.35,1930,""]
[null,"CGT","CGT","ST","CGT/2_4-400-6-2,2/0,6 kW STANDARD","2_4",2,4,"400-6","2,2/0,6 kW","STANDARD","/","/","/","/","/",1129,"to be confirmed",2.2000000000000002,0.6,1931,""]
[null,"CGT","CGT","ST","CGT/2_4-450-6-1,5/0,35 kW STANDARD","2_4",2,4,"450-6","1,5/0,35 kW","STANDARD","/","/","/","/","/",1119,"to be confirmed",1.5,0.35,1930,""]
[null,"CGT","CGT","ST","CGT/2_4-450-6-2,2/0,6 kW STANDARD","2_4",2,4,"450-6","2,2/0,6 kW","STANDARD","/","/","/","/","/",1167,"to be confirmed",2.2000000000000002,0.6,1931,""]
[null,"CGT","CGT","ST","CGT/2_4-450-6-3/0,8 kW STANDARD","2_4",2,4,"450-6","3/0,8 kW","STANDARD","/","/","/","/","/",1244,"to be confirmed",3,0.8,1932,""]
[null,"CGT","CGT","ST","CGT/2-400-6-1,1 kW IE3",2,2,0,"400-6","1,1 kW","IE3","/","/","/","/","/",851,"to be confirmed",1.1000000000000001,0,6222,""]
[null,"CGT","CGT","ST","CGT/2-400-6-1,1 kW STANDARD",2,2,0,"400-6","1,1 kW","STANDARD","/","/","/","/","/",822,"3weeks",1.1000000000000001,0,1686,""]
[null,"CGT_ATEX_II2GExdIICT4","CGT_ATEX","II2GExdIICT4","CGT_ATEX_II2GExdIICT4/2-400-6-1,1 kW STANDARD",2,2,0,"400-6","1,1 kW","STANDARD","/","/","/","/","/",1764,"5weeks",1.1000000000000001,0,6063," PTC VERSION + 130,00 & DELIVERY TIME 7 WEEKS"]
[null,"CGT_ATEX_II2GExdIIBT4","CGT_ATEX","II2GExdIIBT4","CGT_ATEX_II2GExdIIBT4/2-400-6-1,1 kW STANDARD",2,2,0,"400-6","1,1 kW","STANDARD","/","/","/","/","/",1633,"5weeks",1.1000000000000001,0,6022," PTC VERSION + 130,00 & DELIVERY TIME 7 WEEKS"]
[null,"CGT_ATEX_II2GExdIIBT5","CGT_ATEX","II2GExdIIBT5","CGT_ATEX_II2GExdIIBT5/2-400-6-1,1 kW STANDARD",2,2,0,"400-6","1,1 kW","STANDARD","/","/","/","/","/",1633,"5weeks",1.1000000000000001,0,5984," PTC VERSION + 130,00 & DELIVERY TIME 7 WEEKS"]
[null,"CGT_ATEX_II2GExeIIT3","CGT_ATEX","II2GExeIIT3","CGT_ATEX_II2GExeIIT3/2-400-6-1,1 kW STANDARD",2,2,0,"400-6","1,1 kW","STANDARD","/","/","/","/","/",1190,"5weeks",1.1000000000000001,0,5775,""]
[null,"CGT_ATEX_II3DExtcIIICT125","CGT_ATEX","II3DExtcIIICT125","CGT_ATEX_II3DExtcIIICT125/2-400-6-1,1 kW STANDARD",2,2,0,"400-6","1,1 kW","STANDARD","/","/","/","/","/",1745,"to be confirmed",1.1000000000000001,0,5968,""]
[null,"CGT","CGT","ST","CGT/2-400-6-1,5 kW STANDARD",2,2,0,"400-6","1,5 kW","STANDARD","/","/","/","/","/",869,"3weeks",1.5,0,1687,""]
[null,"CGT","CGT","ST","CGT/2-400-6-1,5 kW IE3",2,2,0,"400-6","1,5 kW","IE3","/","/","/","/","/",906,"to be confirmed",1.5,0,5955,""]
[null,"CGT_ATEX_II2GExdIICT4","CGT_ATEX","II2GExdIICT4","CGT_ATEX_II2GExdIICT4/2-400-6-1,5 kW STANDARD",2,2,0,"400-6","1,5 kW","STANDARD","/","/","/","/","/",1848,"5weeks",1.5,0,5990," PTC VERSION + 148,33 & DELIVERY TIME 7 WEEKS"]
[null,"CGT_ATEX_II2GExdIIBT4","CGT_ATEX","II2GExdIIBT4","CGT_ATEX_II2GExdIIBT4/2-400-6-1,5 kW STANDARD",2,2,0,"400-6","1,5 kW","STANDARD","/","/","/","/","/",1703,"5weeks",1.5,0,6050," PTC VERSION + 148,33 & DELIVERY TIME 7 WEEKS"]
[null,"CGT_ATEX_II2GExdIIBT5","CGT_ATEX","II2GExdIIBT5","CGT_ATEX_II2GExdIIBT5/2-400-6-1,5 kW STANDARD",2,2,0,"400-6","1,5 kW","STANDARD","/","/","/","/","/",1703,"5weeks",1.5,0,6058," PTC VERSION + 148,33 & DELIVERY TIME 7 WEEKS"]
[null,"CGT_ATEX_II2GExeIIT3","CGT_ATEX","II2GExeIIT3","CGT_ATEX_II2GExeIIT3/2-400-6-1,5 kW STANDARD",2,2,0,"400-6","1,5 kW","STANDARD","/","/","/","/","/",1368,"5weeks",1.5,0,5842,""]
[null,"CGT_ATEX_II3DExtcIIICT125","CGT_ATEX","II3DExtcIIICT125","CGT_ATEX_II3DExtcIIICT125/2-400-6-1,5 kW STANDARD",2,2,0,"400-6","1,5 kW","STANDARD","/","/","/","/","/",1874,"to be confirmed",1.5,0,6122,""]
[null,"CGT","CGT","ST","CGT/2-400-6-2,2 kW IE3",2,2,0,"400-6","2,2 kW","IE3","/","/","/","/","/",966,"to be confirmed",2.2000000000000002,0,6234,""]
[null,"CGT","CGT","ST","CGT/2-400-6-2,2 kW STANDARD",2,2,0,"400-6","2,2 kW","STANDARD","/","/","/","/","/",921,"3weeks",2.2000000000000002,0,1688,""]
[null,"CGT_ATEX_II2GExdIICT4","CGT_ATEX","II2GExdIICT4","CGT_ATEX_II2GExdIICT4/2-400-6-2,2 kW STANDARD",2,2,0,"400-6","2,2 kW","STANDARD","/","/","/","/","/",1986,"5weeks",2.2000000000000002,0,6080," PTC VERSION + 148,33 & DELIVERY TIME 7 WEEKS"]
[null,"CGT_ATEX_II2GExdIIBT4","CGT_ATEX","II2GExdIIBT4","CGT_ATEX_II2GExdIIBT4/2-400-6-2,2 kW STANDARD",2,2,0,"400-6","2,2 kW","STANDARD","/","/","/","/","/",1825,"5weeks",2.2000000000000002,0,6208," PTC VERSION + 148,33 & DELIVERY TIME 7 WEEKS"]
[null,"CGT_ATEX_II2GExdIIBT5","CGT_ATEX","II2GExdIIBT5","CGT_ATEX_II2GExdIIBT5/2-400-6-2,2 kW STANDARD",2,2,0,"400-6","2,2 kW","STANDARD","/","/","/","/","/",1825,"5weeks",2.2000000000000002,0,5818," PTC VERSION + 148,33 & DELIVERY TIME 7 WEEKS"]
[null,"CGT_ATEX_II3DExtcIIICT125","CGT_ATEX","II3DExtcIIICT125","CGT_ATEX_II3DExtcIIICT125/2-400-6-2,2 kW STANDARD",2,2,0,"400-6","2,2 kW","STANDARD","/","/","/","/","/",2047,"to be confirmed",2.2000000000000002,0,6123,""]
[null,"CGT_ATEX_II2GExdIICT4","CGT_ATEX","II2GExdIICT4","CGT_ATEX_II2GExdIICT4/2-450-6-1,5 kW STANDARD",2,2,0,"450-6","1,5 kW","STANDARD","/","/","/","/","/",1888,"5weeks",1.5,0,5990," PTC VERSION + 148,33 & DELIVERY TIME 7 WEEKS"]
[null,"CGT_ATEX_II2GExdIIBT4","CGT_ATEX","II2GExdIIBT4","CGT_ATEX_II2GExdIIBT4/2-450-6-1,5 kW STANDARD",2,2,0,"450-6","1,5 kW","STANDARD","/","/","/","/","/",1742,"5weeks",1.5,0,6050," PTC VERSION + 148,33 & DELIVERY TIME 7 WEEKS"]
[null,"CGT_ATEX_II2GExdIIBT5","CGT_ATEX","II2GExdIIBT5","CGT_ATEX_II2GExdIIBT5/2-450-6-1,5 kW STANDARD",2,2,0,"450-6","1,5 kW","STANDARD","/","/","/","/","/",1742,"5weeks",1.5,0,6058," PTC VERSION + 148,33 & DELIVERY TIME 7 WEEKS"]
[null,"CGT_ATEX_II3DExtcIIICT125","CGT_ATEX","II3DExtcIIICT125","CGT_ATEX_II3DExtcIIICT125/2-450-6-1,5 kW STANDARD",2,2,0,"450-6","1,5 kW","STANDARD","/","/","/","/","/",1914,"to be confirmed",1.5,0,6122,""]
[null,"CGT","CGT","ST","CGT/2-450-6-2,2 kW STANDARD",2,2,0,"450-6","2,2 kW","STANDARD","/","/","/","/","/",958,"3weeks",2.2000000000000002,0,1688,""]
[null,"CGT","CGT","ST","CGT/2-450-6-2,2 kW IE3",2,2,0,"450-6","2,2 kW","IE3","/","/","/","/","/",1004,"to be confirmed",2.2000000000000002,0,6234,""]
[null,"CGT_ATEX_II2GExdIICT4","CGT_ATEX","II2GExdIICT4","CGT_ATEX_II2GExdIICT4/2-450-6-2,2 kW STANDARD",2,2,0,"450-6","2,2 kW","STANDARD","/","/","/","/","/",2026,"5weeks",2.2000000000000002,0,6080," PTC VERSION + 148,33 & DELIVERY TIME 7 WEEKS"]
[null,"CGT_ATEX_II2GExdIIBT4","CGT_ATEX","II2GExdIIBT4","CGT_ATEX_II2GExdIIBT4/2-450-6-2,2 kW STANDARD",2,2,0,"450-6","2,2 kW","STANDARD","/","/","/","/","/",1865,"5weeks",2.2000000000000002,0,6208," PTC VERSION + 148,33 & DELIVERY TIME 7 WEEKS"]
[null,"CGT_ATEX_II2GExdIIBT5","CGT_ATEX","II2GExdIIBT5","CGT_ATEX_II2GExdIIBT5/2-450-6-2,2 kW STANDARD",2,2,0,"450-6","2,2 kW","STANDARD","/","/","/","/","/",1865,"5weeks",2.2000000000000002,0,5818," PTC VERSION + 148,33 & DELIVERY TIME 7 WEEKS"]
[null,"CGT_ATEX_II3DExtcIIICT125","CGT_ATEX","II3DExtcIIICT125","CGT_ATEX_II3DExtcIIICT125/2-450-6-2,2 kW STANDARD",2,2,0,"450-6","2,2 kW","STANDARD","/","/","/","/","/",2087,"to be confirmed",2.2000000000000002,0,6123,""]
[null,"CGT","CGT","ST","CGT/2-450-6-3 kW IE3",2,2,0,"450-6","3 kW","IE3","/","/","/","/","/",1070,"to be confirmed",3,0,6206,""]
[null,"CGT","CGT","ST","CGT/2-450-6-3 kW STANDARD",2,2,0,"450-6","3 kW","STANDARD","/","/","/","/","/",1021,"3weeks",3,0,1689,""]
[null,"CGT_ATEX_II2GExdIICT4","CGT_ATEX","II2GExdIICT4","CGT_ATEX_II2GExdIICT4/2-450-6-3 kW STANDARD",2,2,0,"450-6","3 kW","STANDARD","/","/","/","/","/",2335,"5weeks",3,0,6285," PTC VERSION + 148,33 & DELIVERY TIME 7 WEEKS"]
[null,"CGT_ATEX_II2GExdIIBT4","CGT_ATEX","II2GExdIIBT4","CGT_ATEX_II2GExdIIBT4/2-450-6-3 kW STANDARD",2,2,0,"450-6","3 kW","STANDARD","/","/","/","/","/",2132,"5weeks",3,0,5867," PTC VERSION + 148,33 & DELIVERY TIME 7 WEEKS"]
[null,"CGT_ATEX_II2GExdIIBT5","CGT_ATEX","II2GExdIIBT5","CGT_ATEX_II2GExdIIBT5/2-450-6-3 kW STANDARD",2,2,0,"450-6","3 kW","STANDARD","/","/","/","/","/",2132,"5weeks",3,0,6167," PTC VERSION + 148,33 & DELIVERY TIME 7 WEEKS"]
[null,"CGT_ATEX_II2GExeIIT3","CGT_ATEX","II2GExeIIT3","CGT_ATEX_II2GExeIIT3/2-450-6-3 kW STANDARD",2,2,0,"450-6","3 kW","STANDARD","/","/","/","/","/",1617,"5weeks",3,0,5964,""]
[null,"CGT_ATEX_II3DExtcIIICT125","CGT_ATEX","II3DExtcIIICT125","CGT_ATEX_II3DExtcIIICT125/2-450-6-3 kW STANDARD",2,2,0,"450-6","3 kW","STANDARD","/","/","/","/","/",2264,"to be confirmed",3,0,6187,""]
[null,"CGT","CGT","ST","CGT/4_6-1000-3-10,5/3,5 kW STANDARD","4_6",4,6,"1000-3","10,5/3,5 kW","STANDARD","/","/","/","/","/",4639,"to be confirmed",10.5,3.5,1967,""]
[null,"CGT","CGT","ST","CGT/4_6-1000-3-14/4,5 kW STANDARD","4_6",4,6,"1000-3","14/4,5 kW","STANDARD","/","/","/","/","/",3867,"to be confirmed",14,4.5,4148,""]
[null,"CGT","CGT","ST","CGT/4_6-1000-3-2,5/0,8 kW STANDARD","4_6",4,6,"1000-3","2,5/0,8 kW","STANDARD","/","/","/","/","/",2602,"to be confirmed",2.5,0.8,1963,""]
[null,"CGT","CGT","ST","CGT/4_6-1000-3-3/1 kW STANDARD","4_6",4,6,"1000-3","3/1 kW","STANDARD","/","/","/","/","/",2694,"to be confirmed",3,1,1964,""]
[null,"CGT","CGT","ST","CGT/4_6-1000-3-4,5/1,5 kW STANDARD","4_6",4,6,"1000-3","4,5/1,5 kW","STANDARD","/","/","/","/","/",2901,"to be confirmed",4.5,1.5,1965,""]
[null,"CGT","CGT","ST","CGT/4_6-1000-3-6/2 kW STANDARD","4_6",4,6,"1000-3","6/2 kW","STANDARD","/","/","/","/","/",3232,"to be confirmed",6,2,1966,""]
[null,"CGT","CGT","ST","CGT/4_6-1000-6-10,5/3,5 kW STANDARD","4_6",4,6,"1000-6","10,5/3,5 kW","STANDARD","/","/","/","/","/",4739,"to be confirmed",10.5,3.5,1967,""]
[null,"CGT","CGT","ST","CGT/4_6-1000-6-14/4,5 kW STANDARD","4_6",4,6,"1000-6","14/4,5 kW","STANDARD","/","/","/","/","/",3966,"to be confirmed",14,4.5,4148,""]
[null,"CGT","CGT","ST","CGT/4_6-1000-6-16/5 kW STANDARD","4_6",4,6,"1000-6","16/5 kW","STANDARD","/","/","/","/","/",5368,"to be confirmed",16,5,1968,""]
[null,"CGT","CGT","ST","CGT/4_6-1000-6-20/6,5 kW STANDARD","4_6",4,6,"1000-6","20/6,5 kW","STANDARD","/","/","/","/","/",5891,"to be confirmed",20,6.5,1969,""]
[null,"CGT","CGT","ST","CGT/4_6-1000-6-20/8,5 kW STANDARD","4_6",4,6,"1000-6","20/8,5 kW","STANDARD","/","/","/","/","/",4656,"to be confirmed",20,8.5,4149,""]
[null,"CGT","CGT","ST","CGT/4_6-1000-6-4,5/1,5 kW STANDARD","4_6",4,6,"1000-6","4,5/1,5 kW","STANDARD","/","/","/","/","/",3000,"to be confirmed",4.5,1.5,1965,""]
[null,"CGT","CGT","ST","CGT/4_6-1000-6-6/2 kW STANDARD","4_6",4,6,"1000-6","6/2 kW","STANDARD","/","/","/","/","/",3332,"to be confirmed",6,2,1966,""]
[null,"CGT","CGT","ST","CGT/4_6-1000-9-10,5/3,5 kW STANDARD","4_6",4,6,"1000-9","10,5/3,5 kW","STANDARD","/","/","/","/","/",4832,"to be confirmed",10.5,3.5,1967,""]
[null,"CGT","CGT","ST","CGT/4_6-1000-9-14/4,5 kW STANDARD","4_6",4,6,"1000-9","14/4,5 kW","STANDARD","/","/","/","/","/",4059,"to be confirmed",14,4.5,4148,""]
[null,"CGT","CGT","ST","CGT/4_6-1000-9-16/5 kW STANDARD","4_6",4,6,"1000-9","16/5 kW","STANDARD","/","/","/","/","/",5459,"to be confirmed",16,5,1968,""]
[null,"CGT","CGT","ST","CGT/4_6-1000-9-20/6,5 kW STANDARD","4_6",4,6,"1000-9","20/6,5 kW","STANDARD","/","/","/","/","/",5983,"to be confirmed",20,6.5,1969,""]
[null,"CGT","CGT","ST","CGT/4_6-1000-9-20/8,5 kW STANDARD","4_6",4,6,"1000-9","20/8,5 kW","STANDARD","/","/","/","/","/",4749,"to be confirmed",20,8.5,4149,""]
[null,"CGT","CGT","ST","CGT/4_6-1000-9-6/2 kW STANDARD","4_6",4,6,"1000-9","6/2 kW","STANDARD","/","/","/","/","/",3425,"to be confirmed",6,2,1966,""]
[null,"CGT","CGT","ST","CGT/4_6-1250-3-10,5/3,5 kW STANDARD","4_6",4,6,"1250-3","10,5/3,5 kW","STANDARD","/","/","/","/","/",5605,"to be confirmed",10.5,3.5,1967,""]
[null,"CGT","CGT","ST","CGT/4_6-1250-3-14/4,5 kW STANDARD","4_6",4,6,"1250-3","14/4,5 kW","STANDARD","/","/","/","/","/",4833,"to be confirmed",14,4.5,4148,""]
[null,"CGT","CGT","ST","CGT/4_6-1250-3-16/5 kW STANDARD","4_6",4,6,"1250-3","16/5 kW","STANDARD","/","/","/","/","/",6234,"to be confirmed",16,5,1968,""]
[null,"CGT","CGT","ST","CGT/4_6-1250-3-20/6,5 kW STANDARD","4_6",4,6,"1250-3","20/6,5 kW","STANDARD","/","/","/","/","/",6757,"to be confirmed",20,6.5,1969,""]
[null,"CGT","CGT","ST","CGT/4_6-1250-3-20/8,5 kW STANDARD","4_6",4,6,"1250-3","20/8,5 kW","STANDARD","/","/","/","/","/",5522,"to be confirmed",20,8.5,4149,""]
[null,"CGT","CGT","ST","CGT/4_6-1250-3-23/7,2 kW STANDARD","4_6",4,6,"1250-3","23/7,2 kW","STANDARD","/","/","/","/","/",7375,"to be confirmed",23,7.2,1970,""]
[null,"CGT","CGT","ST","CGT/4_6-1250-3-30/9 kW STANDARD","4_6",4,6,"1250-3","30/9 kW","STANDARD","/","/","/","/","/",7898,"to be confirmed",30,9,1971,""]
[null,"CGT","CGT","ST","CGT/4_6-1250-3-6/2 kW STANDARD","4_6",4,6,"1250-3","6/2 kW","STANDARD","/","/","/","/","/",4199,"to be confirmed",6,2,1966,""]
[null,"CGT","CGT","ST","CGT/4_6-1250-6-10,5/3,5 kW STANDARD","4_6",4,6,"1250-6","10,5/3,5 kW","STANDARD","/","/","/","/","/",5708,"to be confirmed",10.5,3.5,1967,""]
[null,"CGT","CGT","ST","CGT/4_6-1250-6-14/4,5 kW STANDARD","4_6",4,6,"1250-6","14/4,5 kW","STANDARD","/","/","/","/","/",4937,"to be confirmed",14,4.5,4148,""]
[null,"CGT","CGT","ST","CGT/4_6-1250-6-16/5 kW STANDARD","4_6",4,6,"1250-6","16/5 kW","STANDARD","/","/","/","/","/",6337,"to be confirmed",16,5,1968,""]
[null,"CGT","CGT","ST","CGT/4_6-1250-6-20/6,5 kW STANDARD","4_6",4,6,"1250-6","20/6,5 kW","STANDARD","/","/","/","/","/",6861,"to be confirmed",20,6.5,1969,""]
[null,"CGT","CGT","ST","CGT/4_6-1250-6-20/8,5 kW STANDARD","4_6",4,6,"1250-6","20/8,5 kW","STANDARD","/","/","/","/","/",5625,"to be confirmed",20,8.5,4149,""]
[null,"CGT","CGT","ST","CGT/4_6-1250-6-23/7,2 kW STANDARD","4_6",4,6,"1250-6","23/7,2 kW","STANDARD","/","/","/","/","/",7478,"to be confirmed",23,7.2,1970,""]
[null,"CGT","CGT","ST","CGT/4_6-1250-6-30/9 kW STANDARD","4_6",4,6,"1250-6","30/9 kW","STANDARD","/","/","/","/","/",8001,"to be confirmed",30,9,1971,""]
[null,"CGT","CGT","ST","CGT/4_6-1250-6-34/11 kW STANDARD","4_6",4,6,"1250-6","34/11 kW","STANDARD","/","/","/","/","/",8975,"to be confirmed",34,11,6265,""]
[null,"CGT","CGT","ST","CGT/4_6-1250-6-42/14 kW STANDARD","4_6",4,6,"1250-6","42/14 kW","STANDARD","/","/","/","/","/",11024,"to be confirmed",42,14,1972,""]
[null,"CGT","CGT","ST","CGT/4_6-1250-9-14/4,5 kW STANDARD","4_6",4,6,"1250-9","14/4,5 kW","STANDARD","/","/","/","/","/",5091,"to be confirmed",14,4.5,4148,""]
[null,"CGT","CGT","ST","CGT/4_6-1250-9-16/5 kW STANDARD","4_6",4,6,"1250-9","16/5 kW","STANDARD","/","/","/","/","/",6493,"to be confirmed",16,5,1968,""]
[null,"CGT","CGT","ST","CGT/4_6-1250-9-20/6,5 kW STANDARD","4_6",4,6,"1250-9","20/6,5 kW","STANDARD","/","/","/","/","/",7016,"to be confirmed",20,6.5,1969,""]
[null,"CGT","CGT","ST","CGT/4_6-1250-9-20/8,5 kW STANDARD","4_6",4,6,"1250-9","20/8,5 kW","STANDARD","/","/","/","/","/",5781,"to be confirmed",20,8.5,4149,""]
[null,"CGT","CGT","ST","CGT/4_6-1250-9-23/7,2 kW STANDARD","4_6",4,6,"1250-9","23/7,2 kW","STANDARD","/","/","/","/","/",7633,"to be confirmed",23,7.2,1970,""]
[null,"CGT","CGT","ST","CGT/4_6-1250-9-30/9 kW STANDARD","4_6",4,6,"1250-9","30/9 kW","STANDARD","/","/","/","/","/",8156,"to be confirmed",30,9,1971,""]
[null,"CGT","CGT","ST","CGT/4_6-1250-9-34/11 kW STANDARD","4_6",4,6,"1250-9","34/11 kW","STANDARD","/","/","/","/","/",9130,"to be confirmed",34,11,6265,""]
[null,"CGT","CGT","ST","CGT/4_6-1250-9-42/14 kW STANDARD","4_6",4,6,"1250-9","42/14 kW","STANDARD","/","/","/","/","/",11179,"to be confirmed",42,14,1972,""]
[null,"CGT","CGT","ST","CGT/4_6-500-6-0,5/0,19 kW STANDARD","4_6",4,6,"500-6","0,5/0,19 kW","STANDARD","/","/","/","/","/",1029,"to be confirmed",0.5,0.19,1958,""]
[null,"CGT","CGT","ST","CGT/4_6-500-6-0,66/0,25 kW STANDARD","4_6",4,6,"500-6","0,66/0,25 kW","STANDARD","/","/","/","/","/",1060,"to be confirmed",0.66,0.25,1959,""]
[null,"CGT","CGT","ST","CGT/4_6-500-6-0,78/0,3 kW STANDARD","4_6",4,6,"500-6","0,78/0,3 kW","STANDARD","/","/","/","/","/",1081,"to be confirmed",0.78,0.3,1960,""]
[null,"CGT","CGT","ST","CGT/4_6-500-6-1/0,3 kW STANDARD","4_6",4,6,"500-6","1/0,3 kW","STANDARD","/","/","/","/","/",1138,"to be confirmed",1,0.3,1961,""]
[null,"CGT","CGT","ST","CGT/4_6-560-6-0,5/0,19 kW STANDARD","4_6",4,6,"560-6","0,5/0,19 kW","STANDARD","/","/","/","/","/",1140,"to be confirmed",0.5,0.19,1958,""]
[null,"CGT","CGT","ST","CGT/4_6-560-6-0,66/0,25 kW STANDARD","4_6",4,6,"560-6","0,66/0,25 kW","STANDARD","/","/","/","/","/",1170,"to be confirmed",0.66,0.25,1959,""]
[null,"CGT","CGT","ST","CGT/4_6-560-6-0,78/0,3 kW STANDARD","4_6",4,6,"560-6","0,78/0,3 kW","STANDARD","/","/","/","/","/",1192,"to be confirmed",0.78,0.3,1960,""]
[null,"CGT","CGT","ST","CGT/4_6-560-6-1,5/0,45 kW STANDARD","4_6",4,6,"560-6","1,5/0,45 kW","STANDARD","/","/","/","/","/",1348,"to be confirmed",1.5,0.45,1962,""]
[null,"CGT","CGT","ST","CGT/4_6-560-6-1/0,3 kW STANDARD","4_6",4,6,"560-6","1/0,3 kW","STANDARD","/","/","/","/","/",1249,"to be confirmed",1,0.3,1961,""]
[null,"CGT","CGT","ST","CGT/4_6-560-6-2,5/0,8 kW STANDARD","4_6",4,6,"560-6","2,5/0,8 kW","STANDARD","/","/","/","/","/",1506,"to be confirmed",2.5,0.8,1963,""]
[null,"CGT","CGT","ST","CGT/4_6-630-6-0,66/0,25 kW STANDARD","4_6",4,6,"630-6","0,66/0,25 kW","STANDARD","/","/","/","/","/",1245,"to be confirmed",0.66,0.25,1959,""]
[null,"CGT","CGT","ST","CGT/4_6-630-6-0,78/0,3 kW STANDARD","4_6",4,6,"630-6","0,78/0,3 kW","STANDARD","/","/","/","/","/",1266,"to be confirmed",0.78,0.3,1960,""]
[null,"CGT","CGT","ST","CGT/4_6-630-6-1,5/0,45 kW STANDARD","4_6",4,6,"630-6","1,5/0,45 kW","STANDARD","/","/","/","/","/",1421,"to be confirmed",1.5,0.45,1962,""]
[null,"CGT","CGT","ST","CGT/4_6-630-6-1/0,3 kW STANDARD","4_6",4,6,"630-6","1/0,3 kW","STANDARD","/","/","/","/","/",1322,"to be confirmed",1,0.3,1961,""]
[null,"CGT","CGT","ST","CGT/4_6-630-6-2,5/0,8 kW STANDARD","4_6",4,6,"630-6","2,5/0,8 kW","STANDARD","/","/","/","/","/",1581,"to be confirmed",2.5,0.8,1963,""]
[null,"CGT","CGT","ST","CGT/4_6-710-3-0,66/0,25 kW STANDARD","4_6",4,6,"710-3","0,66/0,25 kW","STANDARD","/","/","/","/","/",1267,"to be confirmed",0.66,0.25,1959,""]
[null,"CGT","CGT","ST","CGT/4_6-710-3-0,78/0,3 kW STANDARD","4_6",4,6,"710-3","0,78/0,3 kW","STANDARD","/","/","/","/","/",1288,"to be confirmed",0.78,0.3,1960,""]
[null,"CGT","CGT","ST","CGT/4_6-710-3-1,5/0,45 kW STANDARD","4_6",4,6,"710-3","1,5/0,45 kW","STANDARD","/","/","/","/","/",1443,"to be confirmed",1.5,0.45,1962,""]
[null,"CGT","CGT","ST","CGT/4_6-710-3-1/0,3 kW STANDARD","4_6",4,6,"710-3","1/0,3 kW","STANDARD","/","/","/","/","/",1344,"to be confirmed",1,0.3,1961,""]
[null,"CGT","CGT","ST","CGT/4_6-710-3-2,5/0,8 kW STANDARD","4_6",4,6,"710-3","2,5/0,8 kW","STANDARD","/","/","/","/","/",1603,"to be confirmed",2.5,0.8,1963,""]
[null,"CGT","CGT","ST","CGT/4_6-710-6-1,5/0,45 kW STANDARD","4_6",4,6,"710-6","1,5/0,45 kW","STANDARD","/","/","/","/","/",1540,"to be confirmed",1.5,0.45,1962,""]
[null,"CGT","CGT","ST","CGT/4_6-710-6-1/0,3 kW STANDARD","4_6",4,6,"710-6","1/0,3 kW","STANDARD","/","/","/","/","/",1440,"to be confirmed",1,0.3,1961,""]
[null,"CGT","CGT","ST","CGT/4_6-710-6-2,5/0,8 kW STANDARD","4_6",4,6,"710-6","2,5/0,8 kW","STANDARD","/","/","/","/","/",1698,"to be confirmed",2.5,0.8,1963,""]
[null,"CGT","CGT","ST","CGT/4_6-710-6-3/1 kW STANDARD","4_6",4,6,"710-6","3/1 kW","STANDARD","/","/","/","/","/",1790,"to be confirmed",3,1,1964,""]
[null,"CGT","CGT","ST","CGT/4_6-800-3-1,5/0,45 kW STANDARD","4_6",4,6,"800-3","1,5/0,45 kW","STANDARD","/","/","/","/","/",1676,"to be confirmed",1.5,0.45,1962,""]
[null,"CGT","CGT","ST","CGT/4_6-800-3-1/0,3 kW STANDARD","4_6",4,6,"800-3","1/0,3 kW","STANDARD","/","/","/","/","/",1577,"to be confirmed",1,0.3,1961,""]
[null,"CGT","CGT","ST","CGT/4_6-800-3-2,5/0,8 kW STANDARD","4_6",4,6,"800-3","2,5/0,8 kW","STANDARD","/","/","/","/","/",1835,"to be confirmed",2.5,0.8,1963,""]
[null,"CGT","CGT","ST","CGT/4_6-800-3-3/1 kW STANDARD","4_6",4,6,"800-3","3/1 kW","STANDARD","/","/","/","/","/",1926,"to be confirmed",3,1,1964,""]
[null,"CGT","CGT","ST","CGT/4_6-800-3-4,5/1,5 kW STANDARD","4_6",4,6,"800-3","4,5/1,5 kW","STANDARD","/","/","/","/","/",2134,"to be confirmed",4.5,1.5,1965,""]
[null,"CGT","CGT","ST","CGT/4_6-800-6-1,5/0,45 kW STANDARD","4_6",4,6,"800-6","1,5/0,45 kW","STANDARD","/","/","/","/","/",1772,"to be confirmed",1.5,0.45,1962,""]
[null,"CGT","CGT","ST","CGT/4_6-800-6-2,5/0,8 kW STANDARD","4_6",4,6,"800-6","2,5/0,8 kW","STANDARD","/","/","/","/","/",1930,"to be confirmed",2.5,0.8,1963,""]
[null,"CGT","CGT","ST","CGT/4_6-800-6-3/1 kW STANDARD","4_6",4,6,"800-6","3/1 kW","STANDARD","/","/","/","/","/",2022,"to be confirmed",3,1,1964,""]
[null,"CGT","CGT","ST","CGT/4_6-800-6-4,5/1,5 kW STANDARD","4_6",4,6,"800-6","4,5/1,5 kW","STANDARD","/","/","/","/","/",2230,"to be confirmed",4.5,1.5,1965,""]
[null,"CGT","CGT","ST","CGT/4_6-800-6-6/2 kW STANDARD","4_6",4,6,"800-6","6/2 kW","STANDARD","/","/","/","/","/",2561,"to be confirmed",6,2,1966,""]
[null,"CGT","CGT","ST","CGT/4_6-800-9-4,5/1,5 kW STANDARD","4_6",4,6,"800-9","4,5/1,5 kW","STANDARD","/","/","/","/","/",2344,"to be confirmed",4.5,1.5,1965,""]
[null,"CGT","CGT","ST","CGT/4_6-800-9-6/2 kW STANDARD","4_6",4,6,"800-9","6/2 kW","STANDARD","/","/","/","/","/",2676,"to be confirmed",6,2,1966,""]
[null,"CGT","CGT","ST","CGT/4_6-900-3-10,5/3,5 kW STANDARD","4_6",4,6,"900-3","10,5/3,5 kW","STANDARD","/","/","/","/","/",4381,"to be confirmed",10.5,3.5,1967,""]
[null,"CGT","CGT","ST","CGT/4_6-900-3-2,5/0,8 kW STANDARD","4_6",4,6,"900-3","2,5/0,8 kW","STANDARD","/","/","/","/","/",2344,"to be confirmed",2.5,0.8,1963,""]
[null,"CGT","CGT","ST","CGT/4_6-900-3-3/1 kW STANDARD","4_6",4,6,"900-3","3/1 kW","STANDARD","/","/","/","/","/",2435,"to be confirmed",3,1,1964,""]
[null,"CGT","CGT","ST","CGT/4_6-900-3-4,5/1,5 kW STANDARD","4_6",4,6,"900-3","4,5/1,5 kW","STANDARD","/","/","/","/","/",2642,"to be confirmed",4.5,1.5,1965,""]
[null,"CGT","CGT","ST","CGT/4_6-900-3-6/2 kW STANDARD","4_6",4,6,"900-3","6/2 kW","STANDARD","/","/","/","/","/",2974,"to be confirmed",6,2,1966,""]
[null,"CGT","CGT","ST","CGT/4_6-900-6-10,5/3,5 kW STANDARD","4_6",4,6,"900-6","10,5/3,5 kW","STANDARD","/","/","/","/","/",4477,"to be confirmed",10.5,3.5,1967,""]
[null,"CGT","CGT","ST","CGT/4_6-900-6-14/4,5 kW STANDARD","4_6",4,6,"900-6","14/4,5 kW","STANDARD","/","/","/","/","/",3705,"to be confirmed",14,4.5,4148,""]
[null,"CGT","CGT","ST","CGT/4_6-900-6-3/1 kW STANDARD","4_6",4,6,"900-6","3/1 kW","STANDARD","/","/","/","/","/",2531,"to be confirmed",3,1,1964,""]
[null,"CGT","CGT","ST","CGT/4_6-900-6-4,5/1,5 kW STANDARD","4_6",4,6,"900-6","4,5/1,5 kW","STANDARD","/","/","/","/","/",2739,"to be confirmed",4.5,1.5,1965,""]
[null,"CGT","CGT","ST","CGT/4_6-900-6-6/2 kW STANDARD","4_6",4,6,"900-6","6/2 kW","STANDARD","/","/","/","/","/",3071,"to be confirmed",6,2,1966,""]
[null,"CGT","CGT","ST","CGT/4_6-900-9-10,5/3,5 kW STANDARD","4_6",4,6,"900-9","10,5/3,5 kW","STANDARD","/","/","/","/","/",4588,"to be confirmed",10.5,3.5,1967,""]
[null,"CGT","CGT","ST","CGT/4_6-900-9-14/4,5 kW STANDARD","4_6",4,6,"900-9","14/4,5 kW","STANDARD","/","/","/","/","/",3815,"to be confirmed",14,4.5,4148,""]
[null,"CGT","CGT","ST","CGT/4_6-900-9-4,5/1,5 kW STANDARD","4_6",4,6,"900-9","4,5/1,5 kW","STANDARD","/","/","/","/","/",2849,"to be confirmed",4.5,1.5,1965,""]
[null,"CGT","CGT","ST","CGT/4_6-900-9-6/2 kW STANDARD","4_6",4,6,"900-9","6/2 kW","STANDARD","/","/","/","/","/",3181,"to be confirmed",6,2,1966,""]
[null,"CGT","CGT","ST","CGT/4_8-1000-3-10,5/2,2 kW STANDARD","4_8",4,8,"1000-3","10,5/2,2 kW","STANDARD","/","/","/","/","/",3969,"to be confirmed",10.5,2.2000000000000002,1951,""]
[null,"CGT","CGT","ST","CGT/4_8-1000-3-15,5/2,7 kW STANDARD","4_8",4,8,"1000-3","15,5/2,7 kW","STANDARD","/","/","/","/","/",4489,"to be confirmed",15.5,2.7,1952,""]
[null,"CGT","CGT","ST","CGT/4_8-1000-3-2,3/0,5 kW STANDARD","4_8",4,8,"1000-3","2,3/0,5 kW","STANDARD","/","/","/","/","/",2531,"to be confirmed",2.2999999999999998,0.5,1946,""]
[null,"CGT","CGT","ST","CGT/4_8-1000-3-3/0,65 kW STANDARD","4_8",4,8,"1000-3","3/0,65 kW","STANDARD","/","/","/","/","/",2550,"to be confirmed",3,0.65,1947,""]
[null,"CGT","CGT","ST","CGT/4_8-1000-3-4/0,75 kW STANDARD","4_8",4,8,"1000-3","4/0,75 kW","STANDARD","/","/","/","/","/",2808,"to be confirmed",4,0.75,1948,""]
[null,"CGT","CGT","ST","CGT/4_8-1000-3-5/1,3 kW STANDARD","4_8",4,8,"1000-3","5/1,3 kW","STANDARD","/","/","/","/","/",2861,"to be confirmed",5,1.3,4141,""]
[null,"CGT","CGT","ST","CGT/4_8-1000-3-5/1 kW STANDARD","4_8",4,8,"1000-3","5/1 kW","STANDARD","/","/","/","/","/",3077,"to be confirmed",5,1,5949,""]
[null,"CGT","CGT","ST","CGT/4_8-1000-3-6,8/1,4 kW STANDARD","4_8",4,8,"1000-3","6,8/1,4 kW","STANDARD","/","/","/","/","/",3213,"to be confirmed",6.8,1.4,1949,""]
[null,"CGT","CGT","ST","CGT/4_8-1000-3-8,4/2,05 kW STANDARD","4_8",4,8,"1000-3","8,4/2,05 kW","STANDARD","/","/","/","/","/",3447,"to be confirmed",8.4,2.0499999999999998,1950,""]
[null,"CGT","CGT","ST","CGT/4_8-1000-6-10,5/2,2 kW STANDARD","4_8",4,8,"1000-6","10,5/2,2 kW","STANDARD","/","/","/","/","/",4069,"to be confirmed",10.5,2.2000000000000002,1951,""]
[null,"CGT","CGT","ST","CGT/4_8-1000-6-15,5/2,7 kW STANDARD","4_8",4,8,"1000-6","15,5/2,7 kW","STANDARD","/","/","/","/","/",4589,"to be confirmed",15.5,2.7,1952,""]
[null,"CGT","CGT","ST","CGT/4_8-1000-6-17/3,4 kW STANDARD","4_8",4,8,"1000-6","17/3,4 kW","STANDARD","/","/","/","/","/",5361,"to be confirmed",17,3.4,6263,""]
[null,"CGT","CGT","ST","CGT/4_8-1000-6-17/4,3 kW STANDARD","4_8",4,8,"1000-6","17/4,3 kW","STANDARD","/","/","/","/","/",4468,"to be confirmed",17,4.3,4145,""]
[null,"CGT","CGT","ST","CGT/4_8-1000-6-22/4,4 kW STANDARD","4_8",4,8,"1000-6","22/4,4 kW","STANDARD","/","/","/","/","/",5691,"to be confirmed",22,4.4000000000000004,1953,""]
[null,"CGT","CGT","ST","CGT/4_8-1000-6-4/0,75 kW STANDARD","4_8",4,8,"1000-6","4/0,75 kW","STANDARD","/","/","/","/","/",2908,"to be confirmed",4,0.75,1948,""]
[null,"CGT","CGT","ST","CGT/4_8-1000-6-5/1,3 kW STANDARD","4_8",4,8,"1000-6","5/1,3 kW","STANDARD","/","/","/","/","/",2960,"to be confirmed",5,1.3,4141,""]
[null,"CGT","CGT","ST","CGT/4_8-1000-6-5/1 kW STANDARD","4_8",4,8,"1000-6","5/1 kW","STANDARD","/","/","/","/","/",3177,"to be confirmed",5,1,5949,""]
[null,"CGT","CGT","ST","CGT/4_8-1000-6-6,8/1,4 kW STANDARD","4_8",4,8,"1000-6","6,8/1,4 kW","STANDARD","/","/","/","/","/",3313,"to be confirmed",6.8,1.4,1949,""]
[null,"CGT","CGT","ST","CGT/4_8-1000-6-8,4/2,05 kW STANDARD","4_8",4,8,"1000-6","8,4/2,05 kW","STANDARD","/","/","/","/","/",3546,"to be confirmed",8.4,2.0499999999999998,1950,""]
[null,"CGT","CGT","ST","CGT/4_8-1000-9-10,5/2,2 kW STANDARD","4_8",4,8,"1000-9","10,5/2,2 kW","STANDARD","/","/","/","/","/",4162,"to be confirmed",10.5,2.2000000000000002,1951,""]
[null,"CGT","CGT","ST","CGT/4_8-1000-9-15,5/2,7 kW STANDARD","4_8",4,8,"1000-9","15,5/2,7 kW","STANDARD","/","/","/","/","/",4681,"to be confirmed",15.5,2.7,1952,""]
[null,"CGT","CGT","ST","CGT/4_8-1000-9-17/3,4 kW STANDARD","4_8",4,8,"1000-9","17/3,4 kW","STANDARD","/","/","/","/","/",5453,"to be confirmed",17,3.4,6263,""]
[null,"CGT","CGT","ST","CGT/4_8-1000-9-17/4,3 kW STANDARD","4_8",4,8,"1000-9","17/4,3 kW","STANDARD","/","/","/","/","/",4561,"to be confirmed",17,4.3,4145,""]
[null,"CGT","CGT","ST","CGT/4_8-1000-9-22/4,4 kW STANDARD","4_8",4,8,"1000-9","22/4,4 kW","STANDARD","/","/","/","/","/",5784,"to be confirmed",22,4.4000000000000004,1953,""]
[null,"CGT","CGT","ST","CGT/4_8-1000-9-6,8/1,4 kW STANDARD","4_8",4,8,"1000-9","6,8/1,4 kW","STANDARD","/","/","/","/","/",3406,"to be confirmed",6.8,1.4,1949,""]
[null,"CGT","CGT","ST","CGT/4_8-1000-9-8,4/2,05 kW STANDARD","4_8",4,8,"1000-9","8,4/2,05 kW","STANDARD","/","/","/","/","/",3639,"to be confirmed",8.4,2.0499999999999998,1950,""]
[null,"CGT","CGT","ST","CGT/4_8-1250-3-10,5/2,2 kW STANDARD","4_8",4,8,"1250-3","10,5/2,2 kW","STANDARD","/","/","/","/","/",4935,"to be confirmed",10.5,2.2000000000000002,1951,""]
[null,"CGT","CGT","ST","CGT/4_8-1250-3-15,5/2,7 kW STANDARD","4_8",4,8,"1250-3","15,5/2,7 kW","STANDARD","/","/","/","/","/",5455,"to be confirmed",15.5,2.7,1952,""]
[null,"CGT","CGT","ST","CGT/4_8-1250-3-17/3,4 kW STANDARD","4_8",4,8,"1250-3","17/3,4 kW","STANDARD","/","/","/","/","/",6228,"to be confirmed",17,3.4,6263,""]
[null,"CGT","CGT","ST","CGT/4_8-1250-3-17/4,3 kW STANDARD","4_8",4,8,"1250-3","17/4,3 kW","STANDARD","/","/","/","/","/",5334,"to be confirmed",17,4.3,4145,""]
[null,"CGT","CGT","ST","CGT/4_8-1250-3-22/4,4 kW STANDARD","4_8",4,8,"1250-3","22/4,4 kW","STANDARD","/","/","/","/","/",6559,"to be confirmed",22,4.4000000000000004,1953,""]
[null,"CGT","CGT","ST","CGT/4_8-1250-3-33/8 kW STANDARD","4_8",4,8,"1250-3","33/8 kW","STANDARD","/","/","/","/","/",9527,"to be confirmed",33,8,1954,""]
[null,"CGT","CGT","ST","CGT/4_8-1250-3-5/1,3 kW STANDARD","4_8",4,8,"1250-3","5/1,3 kW","STANDARD","/","/","/","/","/",3827,"to be confirmed",5,1.3,4141,""]
[null,"CGT","CGT","ST","CGT/4_8-1250-3-5/1 kW STANDARD","4_8",4,8,"1250-3","5/1 kW","STANDARD","/","/","/","/","/",4043,"to be confirmed",5,1,5949,""]
[null,"CGT","CGT","ST","CGT/4_8-1250-3-6,8/1,4 kW STANDARD","4_8",4,8,"1250-3","6,8/1,4 kW","STANDARD","/","/","/","/","/",4179,"to be confirmed",6.8,1.4,1949,""]
[null,"CGT","CGT","ST","CGT/4_8-1250-3-8,4/2,05 kW STANDARD","4_8",4,8,"1250-3","8,4/2,05 kW","STANDARD","/","/","/","/","/",4413,"to be confirmed",8.4,2.0499999999999998,1950,""]
[null,"CGT","CGT","ST","CGT/4_8-1250-6-10,5/2,2 kW STANDARD","4_8",4,8,"1250-6","10,5/2,2 kW","STANDARD","/","/","/","/","/",5039,"to be confirmed",10.5,2.2000000000000002,1951,""]
[null,"CGT","CGT","ST","CGT/4_8-1250-6-15,5/2,7 kW STANDARD","4_8",4,8,"1250-6","15,5/2,7 kW","STANDARD","/","/","/","/","/",5559,"to be confirmed",15.5,2.7,1952,""]
[null,"CGT","CGT","ST","CGT/4_8-1250-6-17/3,4 kW STANDARD","4_8",4,8,"1250-6","17/3,4 kW","STANDARD","/","/","/","/","/",6331,"to be confirmed",17,3.4,6263,""]
[null,"CGT","CGT","ST","CGT/4_8-1250-6-17/4,3 kW STANDARD","4_8",4,8,"1250-6","17/4,3 kW","STANDARD","/","/","/","/","/",5438,"to be confirmed",17,4.3,4145,""]
[null,"CGT","CGT","ST","CGT/4_8-1250-6-22/4,4 kW STANDARD","4_8",4,8,"1250-6","22/4,4 kW","STANDARD","/","/","/","/","/",6662,"to be confirmed",22,4.4000000000000004,1953,""]
[null,"CGT","CGT","ST","CGT/4_8-1250-6-33/8 kW STANDARD","4_8",4,8,"1250-6","33/8 kW","STANDARD","/","/","/","/","/",9631,"to be confirmed",33,8,1954,""]
[null,"CGT","CGT","ST","CGT/4_8-1250-6-42/10 kW STANDARD","4_8",4,8,"1250-6","42/10 kW","STANDARD","/","/","/","/","/",10261,"to be confirmed",42,10,1955,""]
[null,"CGT","CGT","ST","CGT/4_8-1250-6-50/11 kW STANDARD","4_8",4,8,"1250-6","50/11 kW","STANDARD","/","/","/","/","/",11328,"to be confirmed",50,11,1956,""]
[null,"CGT","CGT","ST","CGT/4_8-1250-9-15,5/2,7 kW STANDARD","4_8",4,8,"1250-9","15,5/2,7 kW","STANDARD","/","/","/","/","/",5714,"to be confirmed",15.5,2.7,1952,""]
[null,"CGT","CGT","ST","CGT/4_8-1250-9-17/3,4 kW STANDARD","4_8",4,8,"1250-9","17/3,4 kW","STANDARD","/","/","/","/","/",6486,"to be confirmed",17,3.4,6263,""]
[null,"CGT","CGT","ST","CGT/4_8-1250-9-17/4,3 kW STANDARD","4_8",4,8,"1250-9","17/4,3 kW","STANDARD","/","/","/","/","/",5593,"to be confirmed",17,4.3,4145,""]
[null,"CGT","CGT","ST","CGT/4_8-1250-9-22/4,4 kW STANDARD","4_8",4,8,"1250-9","22/4,4 kW","STANDARD","/","/","/","/","/",6817,"to be confirmed",22,4.4000000000000004,1953,""]
[null,"CGT","CGT","ST","CGT/4_8-1250-9-33/8 kW STANDARD","4_8",4,8,"1250-9","33/8 kW","STANDARD","/","/","/","/","/",9785,"to be confirmed",33,8,1954,""]
[null,"CGT","CGT","ST","CGT/4_8-1250-9-42/10 kW STANDARD","4_8",4,8,"1250-9","42/10 kW","STANDARD","/","/","/","/","/",10416,"to be confirmed",42,10,1955,""]
[null,"CGT","CGT","ST","CGT/4_8-1250-9-50/11 kW STANDARD","4_8",4,8,"1250-9","50/11 kW","STANDARD","/","/","/","/","/",11482,"to be confirmed",50,11,1956,""]
[null,"CGT","CGT","ST","CGT/4_8-400-6-0,37/0,09 kW STANDARD","4_8",4,8,"400-6","0,37/0,09 kW","STANDARD","/","/","/","/","/",924,"to be confirmed",0.37,0.09,1941,""]
[null,"CGT","CGT","ST","CGT/4_8-500-6-0,55/0,13 kW STANDARD","4_8",4,8,"500-6","0,55/0,13 kW","STANDARD","/","/","/","/","/",997,"to be confirmed",0.55000000000000004,0.13,1942,""]
[null,"CGT","CGT","ST","CGT/4_8-500-6-0,75/0,12 kW STANDARD","4_8",4,8,"500-6","0,75/0,12 kW","STANDARD","/","/","/","/","/",1100,"to be confirmed",0.75,0.12,1943,""]
[null,"CGT","CGT","ST","CGT/4_8-500-6-1,1/0,26 kW STANDARD","4_8",4,8,"500-6","1,1/0,26 kW","STANDARD","/","/","/","/","/",1145,"to be confirmed",1.1000000000000001,0.26,1944,""]
[null,"CGT","CGT","ST","CGT/4_8-560-6-0,55/0,13 kW STANDARD","4_8",4,8,"560-6","0,55/0,13 kW","STANDARD","/","/","/","/","/",1107,"to be confirmed",0.55000000000000004,0.13,1942,""]
[null,"CGT","CGT","ST","CGT/4_8-560-6-0,75/0,12 kW STANDARD","4_8",4,8,"560-6","0,75/0,12 kW","STANDARD","/","/","/","/","/",1211,"to be confirmed",0.75,0.12,1943,""]
[null,"CGT","CGT","ST","CGT/4_8-560-6-1,1/0,26 kW STANDARD","4_8",4,8,"560-6","1,1/0,26 kW","STANDARD","/","/","/","/","/",1255,"to be confirmed",1.1000000000000001,0.26,1944,""]
[null,"CGT","CGT","ST","CGT/4_8-560-6-1,7/0,35 kW STANDARD","4_8",4,8,"560-6","1,7/0,35 kW","STANDARD","/","/","/","/","/",1355,"to be confirmed",1.7,0.35,1945,""]
[null,"CGT","CGT","ST","CGT/4_8-630-6-0,55/0,13 kW STANDARD","4_8",4,8,"630-6","0,55/0,13 kW","STANDARD","/","/","/","/","/",1182,"to be confirmed",0.55000000000000004,0.13,1942,""]
[null,"CGT","CGT","ST","CGT/4_8-630-6-0,75/0,12 kW STANDARD","4_8",4,8,"630-6","0,75/0,12 kW","STANDARD","/","/","/","/","/",1285,"to be confirmed",0.75,0.12,1943,""]
[null,"CGT","CGT","ST","CGT/4_8-630-6-1,1/0,26 kW STANDARD","4_8",4,8,"630-6","1,1/0,26 kW","STANDARD","/","/","/","/","/",1329,"to be confirmed",1.1000000000000001,0.26,1944,""]
[null,"CGT","CGT","ST","CGT/4_8-630-6-1,7/0,35 kW STANDARD","4_8",4,8,"630-6","1,7/0,35 kW","STANDARD","/","/","/","/","/",1428,"to be confirmed",1.7,0.35,1945,""]
[null,"CGT","CGT","ST","CGT/4_8-630-6-2,3/0,5 kW STANDARD","4_8",4,8,"630-6","2,3/0,5 kW","STANDARD","/","/","/","/","/",1509,"to be confirmed",2.2999999999999998,0.5,1946,""]
[null,"CGT","CGT","ST","CGT/4_8-630-6-3/0,65 kW STANDARD","4_8",4,8,"630-6","3/0,65 kW","STANDARD","/","/","/","/","/",1528,"to be confirmed",3,0.65,1947,""]
[null,"CGT","CGT","ST","CGT/4_8-710-3-0,55/0,13 kW STANDARD","4_8",4,8,"710-3","0,55/0,13 kW","STANDARD","/","/","/","/","/",1204,"to be confirmed",0.55000000000000004,0.13,1942,""]
[null,"CGT","CGT","ST","CGT/4_8-710-3-0,75/0,12 kW STANDARD","4_8",4,8,"710-3","0,75/0,12 kW","STANDARD","/","/","/","/","/",1307,"to be confirmed",0.75,0.12,1943,""]
[null,"CGT","CGT","ST","CGT/4_8-710-3-1,1/0,26 kW STANDARD","4_8",4,8,"710-3","1,1/0,26 kW","STANDARD","/","/","/","/","/",1351,"to be confirmed",1.1000000000000001,0.26,1944,""]
[null,"CGT","CGT","ST","CGT/4_8-710-3-1,7/0,35 kW STANDARD","4_8",4,8,"710-3","1,7/0,35 kW","STANDARD","/","/","/","/","/",1451,"to be confirmed",1.7,0.35,1945,""]
[null,"CGT","CGT","ST","CGT/4_8-710-3-2,3/0,5 kW STANDARD","4_8",4,8,"710-3","2,3/0,5 kW","STANDARD","/","/","/","/","/",1531,"to be confirmed",2.2999999999999998,0.5,1946,""]
[null,"CGT","CGT","ST","CGT/4_8-710-3-3/0,65 kW STANDARD","4_8",4,8,"710-3","3/0,65 kW","STANDARD","/","/","/","/","/",1550,"to be confirmed",3,0.65,1947,""]
[null,"CGT","CGT","ST","CGT/4_8-710-6-1,1/0,26 kW STANDARD","4_8",4,8,"710-6","1,1/0,26 kW","STANDARD","/","/","/","/","/",1446,"to be confirmed",1.1000000000000001,0.26,1944,""]
[null,"CGT","CGT","ST","CGT/4_8-710-6-1,7/0,35 kW STANDARD","4_8",4,8,"710-6","1,7/0,35 kW","STANDARD","/","/","/","/","/",1546,"to be confirmed",1.7,0.35,1945,""]
[null,"CGT","CGT","ST","CGT/4_8-710-6-2,3/0,5 kW STANDARD","4_8",4,8,"710-6","2,3/0,5 kW","STANDARD","/","/","/","/","/",1628,"to be confirmed",2.2999999999999998,0.5,1946,""]
[null,"CGT","CGT","ST","CGT/4_8-710-6-3/0,65 kW STANDARD","4_8",4,8,"710-6","3/0,65 kW","STANDARD","/","/","/","/","/",1646,"to be confirmed",3,0.65,1947,""]
[null,"CGT","CGT","ST","CGT/4_8-710-6-4/0,75 kW STANDARD","4_8",4,8,"710-6","4/0,75 kW","STANDARD","/","/","/","/","/",1904,"to be confirmed",4,0.75,1948,""]
[null,"CGT","CGT","ST","CGT/4_8-800-3-1,1/0,26 kW STANDARD","4_8",4,8,"800-3","1,1/0,26 kW","STANDARD","/","/","/","/","/",1584,"to be confirmed",1.1000000000000001,0.26,1944,""]
[null,"CGT","CGT","ST","CGT/4_8-800-3-1,7/0,35 kW STANDARD","4_8",4,8,"800-3","1,7/0,35 kW","STANDARD","/","/","/","/","/",1683,"to be confirmed",1.7,0.35,1945,""]
[null,"CGT","CGT","ST","CGT/4_8-800-3-2,3/0,5 kW STANDARD","4_8",4,8,"800-3","2,3/0,5 kW","STANDARD","/","/","/","/","/",1764,"to be confirmed",2.2999999999999998,0.5,1946,""]
[null,"CGT","CGT","ST","CGT/4_8-800-3-3/0,65 kW STANDARD","4_8",4,8,"800-3","3/0,65 kW","STANDARD","/","/","/","/","/",1782,"to be confirmed",3,0.65,1947,""]
[null,"CGT","CGT","ST","CGT/4_8-800-3-4/0,75 kW STANDARD","4_8",4,8,"800-3","4/0,75 kW","STANDARD","/","/","/","/","/",2041,"to be confirmed",4,0.75,1948,""]
[null,"CGT","CGT","ST","CGT/4_8-800-6-1,7/0,35 kW STANDARD","4_8",4,8,"800-6","1,7/0,35 kW","STANDARD","/","/","/","/","/",1779,"to be confirmed",1.7,0.35,1945,""]
[null,"CGT","CGT","ST","CGT/4_8-800-6-2,3/0,5 kW STANDARD","4_8",4,8,"800-6","2,3/0,5 kW","STANDARD","/","/","/","/","/",1860,"to be confirmed",2.2999999999999998,0.5,1946,""]
[null,"CGT","CGT","ST","CGT/4_8-800-6-3/0,65 kW STANDARD","4_8",4,8,"800-6","3/0,65 kW","STANDARD","/","/","/","/","/",1879,"to be confirmed",3,0.65,1947,""]
[null,"CGT","CGT","ST","CGT/4_8-800-6-4/0,75 kW STANDARD","4_8",4,8,"800-6","4/0,75 kW","STANDARD","/","/","/","/","/",2136,"to be confirmed",4,0.75,1948,""]
[null,"CGT","CGT","ST","CGT/4_8-800-6-5/1,3 kW STANDARD","4_8",4,8,"800-6","5/1,3 kW","STANDARD","/","/","/","/","/",2189,"to be confirmed",5,1.3,4141,""]
[null,"CGT","CGT","ST","CGT/4_8-800-6-5/1 kW STANDARD","4_8",4,8,"800-6","5/1 kW","STANDARD","/","/","/","/","/",2406,"to be confirmed",5,1,5949,""]
[null,"CGT","CGT","ST","CGT/4_8-800-6-6,8/1,4 kW STANDARD","4_8",4,8,"800-6","6,8/1,4 kW","STANDARD","/","/","/","/","/",2543,"to be confirmed",6.8,1.4,1949,""]
[null,"CGT","CGT","ST","CGT/4_8-800-9-3/0,65 kW STANDARD","4_8",4,8,"800-9","3/0,65 kW","STANDARD","/","/","/","/","/",1992,"to be confirmed",3,0.65,1947,""]
[null,"CGT","CGT","ST","CGT/4_8-800-9-4/0,75 kW STANDARD","4_8",4,8,"800-9","4/0,75 kW","STANDARD","/","/","/","/","/",2251,"to be confirmed",4,0.75,1948,""]
[null,"CGT","CGT","ST","CGT/4_8-800-9-5/1,3 kW STANDARD","4_8",4,8,"800-9","5/1,3 kW","STANDARD","/","/","/","/","/",2303,"to be confirmed",5,1.3,4141,""]
[null,"CGT","CGT","ST","CGT/4_8-800-9-5/1 kW STANDARD","4_8",4,8,"800-9","5/1 kW","STANDARD","/","/","/","/","/",2520,"to be confirmed",5,1,5949,""]
[null,"CGT","CGT","ST","CGT/4_8-800-9-6,8/1,4 kW STANDARD","4_8",4,8,"800-9","6,8/1,4 kW","STANDARD","/","/","/","/","/",2657,"to be confirmed",6.8,1.4,1949,""]
[null,"CGT","CGT","ST","CGT/4_8-800-9-8,4/2,05 kW STANDARD","4_8",4,8,"800-9","8,4/2,05 kW","STANDARD","/","/","/","/","/",2890,"to be confirmed",8.4,2.0499999999999998,1950,""]
[null,"CGT","CGT","ST","CGT/4_8-900-3-2,3/0,5 kW STANDARD","4_8",4,8,"900-3","2,3/0,5 kW","STANDARD","/","/","/","/","/",2273,"to be confirmed",2.2999999999999998,0.5,1946,""]
[null,"CGT","CGT","ST","CGT/4_8-900-3-3/0,65 kW STANDARD","4_8",4,8,"900-3","3/0,65 kW","STANDARD","/","/","/","/","/",2292,"to be confirmed",3,0.65,1947,""]
[null,"CGT","CGT","ST","CGT/4_8-900-3-4/0,75 kW STANDARD","4_8",4,8,"900-3","4/0,75 kW","STANDARD","/","/","/","/","/",2550,"to be confirmed",4,0.75,1948,""]
[null,"CGT","CGT","ST","CGT/4_8-900-3-5/1,3 kW STANDARD","4_8",4,8,"900-3","5/1,3 kW","STANDARD","/","/","/","/","/",2602,"to be confirmed",5,1.3,4141,""]
[null,"CGT","CGT","ST","CGT/4_8-900-3-5/1 kW STANDARD","4_8",4,8,"900-3","5/1 kW","STANDARD","/","/","/","/","/",2819,"to be confirmed",5,1,5949,""]
[null,"CGT","CGT","ST","CGT/4_8-900-3-6,8/1,4 kW STANDARD","4_8",4,8,"900-3","6,8/1,4 kW","STANDARD","/","/","/","/","/",2955,"to be confirmed",6.8,1.4,1949,""]
[null,"CGT","CGT","ST","CGT/4_8-900-3-8,4/2,05 kW STANDARD","4_8",4,8,"900-3","8,4/2,05 kW","STANDARD","/","/","/","/","/",3188,"to be confirmed",8.4,2.0499999999999998,1950,""]
[null,"CGT","CGT","ST","CGT/4_8-900-6-10,5/2,2 kW STANDARD","4_8",4,8,"900-6","10,5/2,2 kW","STANDARD","/","/","/","/","/",3808,"to be confirmed",10.5,2.2000000000000002,1951,""]
[null,"CGT","CGT","ST","CGT/4_8-900-6-15,5/2,7 kW STANDARD","4_8",4,8,"900-6","15,5/2,7 kW","STANDARD","/","/","/","/","/",4326,"to be confirmed",15.5,2.7,1952,""]
[null,"CGT","CGT","ST","CGT/4_8-900-6-3/0,65 kW STANDARD","4_8",4,8,"900-6","3/0,65 kW","STANDARD","/","/","/","/","/",2387,"to be confirmed",3,0.65,1947,""]
[null,"CGT","CGT","ST","CGT/4_8-900-6-4/0,75 kW STANDARD","4_8",4,8,"900-6","4/0,75 kW","STANDARD","/","/","/","/","/",2645,"to be confirmed",4,0.75,1948,""]
[null,"CGT","CGT","ST","CGT/4_8-900-6-5/1,3 kW STANDARD","4_8",4,8,"900-6","5/1,3 kW","STANDARD","/","/","/","/","/",2698,"to be confirmed",5,1.3,4141,""]
[null,"CGT","CGT","ST","CGT/4_8-900-6-5/1 kW STANDARD","4_8",4,8,"900-6","5/1 kW","STANDARD","/","/","/","/","/",2915,"to be confirmed",5,1,5949,""]
[null,"CGT","CGT","ST","CGT/4_8-900-6-6,8/1,4 kW STANDARD","4_8",4,8,"900-6","6,8/1,4 kW","STANDARD","/","/","/","/","/",3052,"to be confirmed",6.8,1.4,1949,""]
[null,"CGT","CGT","ST","CGT/4_8-900-6-8,4/2,05 kW STANDARD","4_8",4,8,"900-6","8,4/2,05 kW","STANDARD","/","/","/","/","/",3285,"to be confirmed",8.4,2.0499999999999998,1950,""]
[null,"CGT","CGT","ST","CGT/4_8-900-9-10,5/2,2 kW STANDARD","4_8",4,8,"900-9","10,5/2,2 kW","STANDARD","/","/","/","/","/",3918,"to be confirmed",10.5,2.2000000000000002,1951,""]
[null,"CGT","CGT","ST","CGT/4_8-900-9-15,5/2,7 kW STANDARD","4_8",4,8,"900-9","15,5/2,7 kW","STANDARD","/","/","/","/","/",4438,"to be confirmed",15.5,2.7,1952,""]
[null,"CGT","CGT","ST","CGT/4_8-900-9-4/0,75 kW STANDARD","4_8",4,8,"900-9","4/0,75 kW","STANDARD","/","/","/","/","/",2756,"to be confirmed",4,0.75,1948,""]
[null,"CGT","CGT","ST","CGT/4_8-900-9-5/1,3 kW STANDARD","4_8",4,8,"900-9","5/1,3 kW","STANDARD","/","/","/","/","/",2808,"to be confirmed",5,1.3,4141,""]
[null,"CGT","CGT","ST","CGT/4_8-900-9-5/1 kW STANDARD","4_8",4,8,"900-9","5/1 kW","STANDARD","/","/","/","/","/",3026,"to be confirmed",5,1,5949,""]
[null,"CGT","CGT","ST","CGT/4_8-900-9-6,8/1,4 kW STANDARD","4_8",4,8,"900-9","6,8/1,4 kW","STANDARD","/","/","/","/","/",3162,"to be confirmed",6.8,1.4,1949,""]
[null,"CGT","CGT","ST","CGT/4_8-900-9-8,4/2,05 kW STANDARD","4_8",4,8,"900-9","8,4/2,05 kW","STANDARD","/","/","/","/","/",3395,"to be confirmed",8.4,2.0499999999999998,1950,""]
[null,"CGT","CGT","ST","CGT/4-1000-3-11 kW STANDARD",4,4,0,"1000-3","11 kW","STANDARD","/","/","/","/","/",3115,"3weeks",11,0,1728,""]
[null,"CGT","CGT","ST","CGT/4-1000-3-11 kW IE3",4,4,0,"1000-3","11 kW","IE3","/","/","/","/","/",3246,"4weeks",11,0,5835,""]
[null,"CGT_ATEX_II2GExdIICT4","CGT_ATEX","II2GExdIICT4","CGT_ATEX_II2GExdIICT4/4-1000-3-11 kW STANDARD",4,4,0,"1000-3","11 kW","STANDARD","/","/","/","/","/",6061,"to be confirmed",11,0,6105," PTC VERSION + 171,67 & DELIVERY TIME 7 WEEKS"]
[null,"CGT_ATEX_II2GExdIIBT4","CGT_ATEX","II2GExdIIBT4","CGT_ATEX_II2GExdIIBT4/4-1000-3-11 kW STANDARD",4,4,0,"1000-3","11 kW","STANDARD","/","/","/","/","/",5546,"to be confirmed",11,0,5907," PTC VERSION + 171,67 & DELIVERY TIME 7 WEEKS"]
[null,"CGT_ATEX_II2GExdIIBT5","CGT_ATEX","II2GExdIIBT5","CGT_ATEX_II2GExdIIBT5/4-1000-3-11 kW STANDARD",4,4,0,"1000-3","11 kW","STANDARD","/","/","/","/","/",5546,"to be confirmed",11,0,6155," PTC VERSION + 171,67 & DELIVERY TIME 7 WEEKS"]
[null,"CGT_ATEX_II2GExeIIT3","CGT_ATEX","II2GExeIIT3","CGT_ATEX_II2GExeIIT3/4-1000-3-11 kW STANDARD",4,4,0,"1000-3","11 kW","STANDARD","/","/","/","/","/",5121,"3weeks",11,0,5914,""]
[null,"CGT_ATEX_II3DExtcIIICT125","CGT_ATEX","II3DExtcIIICT125","CGT_ATEX_II3DExtcIIICT125/4-1000-3-11 kW STANDARD",4,4,0,"1000-3","11 kW","STANDARD","/","/","/","/","/",4826,"to be confirmed",11,0,6018,""]
[null,"CGT","CGT","ST","CGT/4-1000-3-3 kW STANDARD",4,4,0,"1000-3","3 kW","STANDARD","/","/","/","/","/",2245,"3weeks",3,0,1723,""]
[null,"CGT","CGT","ST","CGT/4-1000-3-3 kW IE3",4,4,0,"1000-3","3 kW","IE3","/","/","/","/","/",2301,"to be confirmed",3,0,6213,""]
[null,"CGT_ATEX_II2GExdIICT4","CGT_ATEX","II2GExdIICT4","CGT_ATEX_II2GExdIICT4/4-1000-3-3 kW STANDARD",4,4,0,"1000-3","3 kW","STANDARD","/","/","/","/","/",3849,"3weeks",3,0,6203," PTC VERSION + 148,33 & DELIVERY TIME 7 WEEKS"]
[null,"CGT_ATEX_II2GExdIIBT4","CGT_ATEX","II2GExdIIBT4","CGT_ATEX_II2GExdIIBT4/4-1000-3-3 kW STANDARD",4,4,0,"1000-3","3 kW","STANDARD","/","/","/","/","/",3624,"3weeks",3,0,6227," PTC VERSION + 148,33 & DELIVERY TIME 7 WEEKS"]
[null,"CGT_ATEX_II2GExdIIBT5","CGT_ATEX","II2GExdIIBT5","CGT_ATEX_II2GExdIIBT5/4-1000-3-3 kW STANDARD",4,4,0,"1000-3","3 kW","STANDARD","/","/","/","/","/",3624,"3weeks",3,0,6101," PTC VERSION + 148,33 & DELIVERY TIME 7 WEEKS"]
[null,"CGT_ATEX_II2GExeIIT3","CGT_ATEX","II2GExeIIT3","CGT_ATEX_II2GExeIIT3/4-1000-3-3 kW STANDARD",4,4,0,"1000-3","3 kW","STANDARD","/","/","/","/","/",2978,"3weeks",3,0,6192,""]
[null,"CGT_ATEX_II3DExtcIIICT125","CGT_ATEX","II3DExtcIIICT125","CGT_ATEX_II3DExtcIIICT125/4-1000-3-3 kW STANDARD",4,4,0,"1000-3","3 kW","STANDARD","/","/","/","/","/",3673,"to be confirmed",3,0,5992,""]
[null,"CGT","CGT","ST","CGT/4-1000-3-4 kW STANDARD",4,4,0,"1000-3","4 kW","STANDARD","/","/","/","/","/",2344,"3weeks",4,0,1724,""]
[null,"CGT","CGT","ST","CGT/4-1000-3-4 kW IE3",4,4,0,"1000-3","4 kW","IE3","/","/","/","/","/",2407,"to be confirmed",4,0,5913,""]
[null,"CGT_ATEX_II2GExdIICT4","CGT_ATEX","II2GExdIICT4","CGT_ATEX_II2GExdIICT4/4-1000-3-4 kW STANDARD",4,4,0,"1000-3","4 kW","STANDARD","/","/","/","/","/",4326,"3weeks",4,0,5785," PTC VERSION + 148,33 & DELIVERY TIME 7 WEEKS"]
[null,"CGT_ATEX_II2GExdIIBT4","CGT_ATEX","II2GExdIIBT4","CGT_ATEX_II2GExdIIBT4/4-1000-3-4 kW STANDARD",4,4,0,"1000-3","4 kW","STANDARD","/","/","/","/","/",4038,"3weeks",4,0,6146," PTC VERSION + 148,33 & DELIVERY TIME 7 WEEKS"]
[null,"CGT_ATEX_II2GExdIIBT5","CGT_ATEX","II2GExdIIBT5","CGT_ATEX_II2GExdIIBT5/4-1000-3-4 kW STANDARD",4,4,0,"1000-3","4 kW","STANDARD","/","/","/","/","/",4038,"3weeks",4,0,5796," PTC VERSION + 148,33 & DELIVERY TIME 7 WEEKS"]
[null,"CGT_ATEX_II2GExeIIT3","CGT_ATEX","II2GExeIIT3","CGT_ATEX_II2GExeIIT3/4-1000-3-4 kW STANDARD",4,4,0,"1000-3","4 kW","STANDARD","/","/","/","/","/",3234,"3weeks",4,0,6173,""]
[null,"CGT_ATEX_II3DExtcIIICT125","CGT_ATEX","II3DExtcIIICT125","CGT_ATEX_II3DExtcIIICT125/4-1000-3-4 kW STANDARD",4,4,0,"1000-3","4 kW","STANDARD","/","/","/","/","/",3867,"to be confirmed",4,0,6250,""]
[null,"CGT","CGT","ST","CGT/4-1000-3-5,5 kW IE3",4,4,0,"1000-3","5,5 kW","IE3","/","/","/","/","/",2525,"to be confirmed",5.5,0,6291,""]
[null,"CGT","CGT","ST","CGT/4-1000-3-5,5 kW STANDARD",4,4,0,"1000-3","5,5 kW","STANDARD","/","/","/","/","/",2446,"3weeks",5.5,0,1725,""]
[null,"CGT_ATEX_II2GExdIICT4","CGT_ATEX","II2GExdIICT4","CGT_ATEX_II2GExdIICT4/4-1000-3-5,5 kW STANDARD",4,4,0,"1000-3","5,5 kW","STANDARD","/","/","/","/","/",4654,"3weeks",5.5,0,5938," PTC VERSION + 171,67 & DELIVERY TIME 7 WEEKS"]
[null,"CGT_ATEX_II2GExdIIBT4","CGT_ATEX","II2GExdIIBT4","CGT_ATEX_II2GExdIIBT4/4-1000-3-5,5 kW STANDARD",4,4,0,"1000-3","5,5 kW","STANDARD","/","/","/","/","/",4324,"3weeks",5.5,0,6163," PTC VERSION + 171,67 & DELIVERY TIME 7 WEEKS"]
[null,"CGT_ATEX_II2GExdIIBT5","CGT_ATEX","II2GExdIIBT5","CGT_ATEX_II2GExdIIBT5/4-1000-3-5,5 kW STANDARD",4,4,0,"1000-3","5,5 kW","STANDARD","/","/","/","/","/",4324,"3weeks",5.5,0,5883," PTC VERSION + 171,67 & DELIVERY TIME 7 WEEKS"]
[null,"CGT_ATEX_II2GExeIIT3","CGT_ATEX","II2GExeIIT3","CGT_ATEX_II2GExeIIT3/4-1000-3-5,5 kW STANDARD",4,4,0,"1000-3","5,5 kW","STANDARD","/","/","/","/","/",3880,"3weeks",5.5,0,6017,""]
[null,"CGT_ATEX_II3DExtcIIICT125","CGT_ATEX","II3DExtcIIICT125","CGT_ATEX_II3DExtcIIICT125/4-1000-3-5,5 kW STANDARD",4,4,0,"1000-3","5,5 kW","STANDARD","/","/","/","/","/",4177,"to be confirmed",5.5,0,5931,""]
[null,"CGT","CGT","ST","CGT/4-1000-3-7,5 kW IE3",4,4,0,"1000-3","7,5 kW","IE3","/","/","/","/","/",2665,"4weeks",7.5,0,6286,""]
[null,"CGT","CGT","ST","CGT/4-1000-3-7,5 kW STANDARD",4,4,0,"1000-3","7,5 kW","STANDARD","/","/","/","/","/",2568,"3weeks",7.5,0,1726,""]
[null,"CGT_ATEX_II2GExdIICT4","CGT_ATEX","II2GExdIICT4","CGT_ATEX_II2GExdIICT4/4-1000-3-7,5 kW STANDARD",4,4,0,"1000-3","7,5 kW","STANDARD","/","/","/","/","/",5256,"3weeks",7.5,0,5862," PTC VERSION + 171,67 & DELIVERY TIME 7 WEEKS"]
[null,"CGT_ATEX_II2GExdIIBT4","CGT_ATEX","II2GExdIIBT4","CGT_ATEX_II2GExdIIBT4/4-1000-3-7,5 kW STANDARD",4,4,0,"1000-3","7,5 kW","STANDARD","/","/","/","/","/",4847,"3weeks",7.5,0,6314," PTC VERSION + 171,67 & DELIVERY TIME 7 WEEKS"]
[null,"CGT_ATEX_II2GExdIIBT5","CGT_ATEX","II2GExdIIBT5","CGT_ATEX_II2GExdIIBT5/4-1000-3-7,5 kW STANDARD",4,4,0,"1000-3","7,5 kW","STANDARD","/","/","/","/","/",4847,"3weeks",7.5,0,6211," PTC VERSION + 171,67 & DELIVERY TIME 7 WEEKS"]
[null,"CGT_ATEX_II2GExeIIT3","CGT_ATEX","II2GExeIIT3","CGT_ATEX_II2GExeIIT3/4-1000-3-7,5 kW STANDARD",4,4,0,"1000-3","7,5 kW","STANDARD","/","/","/","/","/",4009,"3weeks",7.5,0,6188,""]
[null,"CGT_ATEX_II3DExtcIIICT125","CGT_ATEX","II3DExtcIIICT125","CGT_ATEX_II3DExtcIIICT125/4-1000-3-7,5 kW STANDARD",4,4,0,"1000-3","7,5 kW","STANDARD","/","/","/","/","/",4573,"to be confirmed",7.5,0,5962,""]
[null,"CGT","CGT","ST","CGT/4-1000-6-11 kW IE3",4,4,0,"1000-6","11 kW","IE3","/","/","/","/","/",3346,"4weeks",11,0,5835,""]
[null,"CGT","CGT","ST","CGT/4-1000-6-11 kW STANDARD",4,4,0,"1000-6","11 kW","STANDARD","/","/","/","/","/",3215,"3weeks",11,0,1728,""]
[null,"CGT_ATEX_II2GExdIICT4","CGT_ATEX","II2GExdIICT4","CGT_ATEX_II2GExdIICT4/4-1000-6-11 kW STANDARD",4,4,0,"1000-6","11 kW","STANDARD","/","/","/","/","/",6169,"to be confirmed",11,0,6105," PTC VERSION + 171,67 & DELIVERY TIME 7 WEEKS"]
[null,"CGT_ATEX_II2GExdIIBT4","CGT_ATEX","II2GExdIIBT4","CGT_ATEX_II2GExdIIBT4/4-1000-6-11 kW STANDARD",4,4,0,"1000-6","11 kW","STANDARD","/","/","/","/","/",5654,"to be confirmed",11,0,5907," PTC VERSION + 171,67 & DELIVERY TIME 7 WEEKS"]
[null,"CGT_ATEX_II2GExdIIBT5","CGT_ATEX","II2GExdIIBT5","CGT_ATEX_II2GExdIIBT5/4-1000-6-11 kW STANDARD",4,4,0,"1000-6","11 kW","STANDARD","/","/","/","/","/",5654,"to be confirmed",11,0,6155," PTC VERSION + 171,67 & DELIVERY TIME 7 WEEKS"]
[null,"CGT_ATEX_II2GExeIIT3","CGT_ATEX","II2GExeIIT3","CGT_ATEX_II2GExeIIT3/4-1000-6-11 kW STANDARD",4,4,0,"1000-6","11 kW","STANDARD","/","/","/","/","/",5228,"3weeks",11,0,5914,""]
[null,"CGT_ATEX_II3DExtcIIICT125","CGT_ATEX","II3DExtcIIICT125","CGT_ATEX_II3DExtcIIICT125/4-1000-6-11 kW STANDARD",4,4,0,"1000-6","11 kW","STANDARD","/","/","/","/","/",4934,"to be confirmed",11,0,6018,""]
[null,"CGT","CGT","ST","CGT/4-1000-6-15 kW STANDARD",4,4,0,"1000-6","15 kW","STANDARD","/","/","/","/","/",3440,"3weeks",15,0,1729,""]
[null,"CGT","CGT","ST","CGT/4-1000-6-15 kW IE3",4,4,0,"1000-6","15 kW","IE3","/","/","/","/","/",3597,"4weeks",15,0,6008,""]
[null,"CGT_ATEX_II2GExdIICT4","CGT_ATEX","II2GExdIICT4","CGT_ATEX_II2GExdIICT4/4-1000-6-15 kW STANDARD",4,4,0,"1000-6","15 kW","STANDARD","/","/","/","/","/",6850,"to be confirmed",15,0,6295," PTC VERSION + 171,67 & DELIVERY TIME 7 WEEKS"]
[null,"CGT_ATEX_II2GExdIIBT4","CGT_ATEX","II2GExdIIBT4","CGT_ATEX_II2GExdIIBT4/4-1000-6-15 kW STANDARD",4,4,0,"1000-6","15 kW","STANDARD","/","/","/","/","/",6249,"to be confirmed",15,0,5788," PTC VERSION + 171,67 & DELIVERY TIME 7 WEEKS"]
[null,"CGT_ATEX_II2GExdIIBT5","CGT_ATEX","II2GExdIIBT5","CGT_ATEX_II2GExdIIBT5/4-1000-6-15 kW STANDARD",4,4,0,"1000-6","15 kW","STANDARD","/","/","/","/","/",6249,"to be confirmed",15,0,6185," PTC VERSION + 171,67 & DELIVERY TIME 7 WEEKS"]
[null,"CGT_ATEX_II2GExeIIT3","CGT_ATEX","II2GExeIIT3","CGT_ATEX_II2GExeIIT3/4-1000-6-15 kW STANDARD",4,4,0,"1000-6","15 kW","STANDARD","/","/","/","/","/",5676,"3weeks",15,0,6077,""]
[null,"CGT_ATEX_II3DExtcIIICT125","CGT_ATEX","II3DExtcIIICT125","CGT_ATEX_II3DExtcIIICT125/4-1000-6-15 kW STANDARD",4,4,0,"1000-6","15 kW","STANDARD","/","/","/","/","/",5614,"to be confirmed",15,0,6202,""]
[null,"CGT","CGT","ST","CGT/4-1000-6-18,5 kW IE3",4,4,0,"1000-6","18,5 kW","IE3","/","/","/","/","/",4397,"4weeks",18.5,0,6106,""]
[null,"CGT","CGT","ST","CGT/4-1000-6-18,5 kW STANDARD",4,4,0,"1000-6","18,5 kW","STANDARD","/","/","/","/","/",4162,"3weeks",18.5,0,1730,""]
[null,"CGT_ATEX_II2GExdIICT4","CGT_ATEX","II2GExdIICT4","CGT_ATEX_II2GExdIICT4/4-1000-6-18,5 kW STANDARD",4,4,0,"1000-6","18,5 kW","STANDARD","/","/","/","/","/",8444,"to be confirmed",18.5,0,6141," PTC VERSION + 318,33 & DELIVERY TIME 7 WEEKS"]
[null,"CGT_ATEX_II2GExdIIBT4","CGT_ATEX","II2GExdIIBT4","CGT_ATEX_II2GExdIIBT4/4-1000-6-18,5 kW STANDARD",4,4,0,"1000-6","18,5 kW","STANDARD","/","/","/","/","/",7631,"to be confirmed",18.5,0,5852," PTC VERSION + 318,33 & DELIVERY TIME 7 WEEKS"]
[null,"CGT_ATEX_II2GExdIIBT5","CGT_ATEX","II2GExdIIBT5","CGT_ATEX_II2GExdIIBT5/4-1000-6-18,5 kW STANDARD",4,4,0,"1000-6","18,5 kW","STANDARD","/","/","/","/","/",7631,"to be confirmed",18.5,0,6054," PTC VERSION + 318,33 & DELIVERY TIME 7 WEEKS"]
[null,"CGT_ATEX_II2GExeIIT3","CGT_ATEX","II2GExeIIT3","CGT_ATEX_II2GExeIIT3/4-1000-6-18,5 kW STANDARD",4,4,0,"1000-6","18,5 kW","STANDARD","/","/","/","/","/",{"$error":"#VALUE!"},"to be confirmed",18.5,0,6270,"IF YOU NEED PRICE CONTACT SALES DEPARTMENT"]
[null,"CGT_ATEX_II3DExtcIIICT125","CGT_ATEX","II3DExtcIIICT125","CGT_ATEX_II3DExtcIIICT125/4-1000-6-18,5 kW STANDARD",4,4,0,"1000-6","18,5 kW","STANDARD","/","/","/","/","/",6129,"to be confirmed",18.5,0,5821,""]
[null,"CGT","CGT","ST","CGT/4-1000-6-22 kW IE3",4,4,0,"1000-6","22 kW","IE3","/","/","/","/","/",4645,"4weeks",22,0,5777,""]
[null,"CGT","CGT","ST","CGT/4-1000-6-22 kW STANDARD",4,4,0,"1000-6","22 kW","STANDARD","/","/","/","/","/",4384,"3weeks",22,0,1731,""]
[null,"CGT","CGT","ST","CGT/4-1000-6-4 kW IE3",4,4,0,"1000-6","4 kW","IE3","/","/","/","/","/",2507,"to be confirmed",4,0,5913,""]
[null,"CGT","CGT","ST","CGT/4-1000-6-4 kW STANDARD",4,4,0,"1000-6","4 kW","STANDARD","/","/","/","/","/",2444,"3weeks",4,0,1724,""]
[null,"CGT_ATEX_II2GExdIICT4","CGT_ATEX","II2GExdIICT4","CGT_ATEX_II2GExdIICT4/4-1000-6-4 kW STANDARD",4,4,0,"1000-6","4 kW","STANDARD","/","/","/","/","/",4435,"3weeks",4,0,5785," PTC VERSION + 148,33 & DELIVERY TIME 7 WEEKS"]
[null,"CGT_ATEX_II2GExdIIBT4","CGT_ATEX","II2GExdIIBT4","CGT_ATEX_II2GExdIIBT4/4-1000-6-4 kW STANDARD",4,4,0,"1000-6","4 kW","STANDARD","/","/","/","/","/",4145,"3weeks",4,0,6146," PTC VERSION + 148,33 & DELIVERY TIME 7 WEEKS"]
[null,"CGT_ATEX_II2GExdIIBT5","CGT_ATEX","II2GExdIIBT5","CGT_ATEX_II2GExdIIBT5/4-1000-6-4 kW STANDARD",4,4,0,"1000-6","4 kW","STANDARD","/","/","/","/","/",4145,"3weeks",4,0,5796," PTC VERSION + 148,33 & DELIVERY TIME 7 WEEKS"]
[null,"CGT_ATEX_II2GExeIIT3","CGT_ATEX","II2GExeIIT3","CGT_ATEX_II2GExeIIT3/4-1000-6-4 kW STANDARD",4,4,0,"1000-6","4 kW","STANDARD","/","/","/","/","/",3342,"3weeks",4,0,6173,""]
[null,"CGT_ATEX_II3DExtcIIICT125","CGT_ATEX","II3DExtcIIICT125","CGT_ATEX_II3DExtcIIICT125/4-1000-6-4 kW STANDARD",4,4,0,"1000-6","4 kW","STANDARD","/","/","/","/","/",3975,"to be confirmed",4,0,6250,""]
[null,"CGT","CGT","ST","CGT/4-1000-6-5,5 kW STANDARD",4,4,0,"1000-6","5,5 kW","STANDARD","/","/","/","/","/",2546,"3weeks",5.5,0,1725,""]
[null,"CGT","CGT","ST","CGT/4-1000-6-5,5 kW IE3",4,4,0,"1000-6","5,5 kW","IE3","/","/","/","/","/",2623,"to be confirmed",5.5,0,6291,""]
[null,"CGT_ATEX_II2GExdIICT4","CGT_ATEX","II2GExdIICT4","CGT_ATEX_II2GExdIICT4/4-1000-6-5,5 kW STANDARD",4,4,0,"1000-6","5,5 kW","STANDARD","/","/","/","/","/",4761,"3weeks",5.5,0,5938," PTC VERSION + 171,67 & DELIVERY TIME 7 WEEKS"]
[null,"CGT_ATEX_II2GExdIIBT4","CGT_ATEX","II2GExdIIBT4","CGT_ATEX_II2GExdIIBT4/4-1000-6-5,5 kW STANDARD",4,4,0,"1000-6","5,5 kW","STANDARD","/","/","/","/","/",4433,"3weeks",5.5,0,6163," PTC VERSION + 171,67 & DELIVERY TIME 7 WEEKS"]
[null,"CGT_ATEX_II2GExdIIBT5","CGT_ATEX","II2GExdIIBT5","CGT_ATEX_II2GExdIIBT5/4-1000-6-5,5 kW STANDARD",4,4,0,"1000-6","5,5 kW","STANDARD","/","/","/","/","/",4433,"3weeks",5.5,0,5883," PTC VERSION + 171,67 & DELIVERY TIME 7 WEEKS"]
[null,"CGT_ATEX_II2GExeIIT3","CGT_ATEX","II2GExeIIT3","CGT_ATEX_II2GExeIIT3/4-1000-6-5,5 kW STANDARD",4,4,0,"1000-6","5,5 kW","STANDARD","/","/","/","/","/",3988,"3weeks",5.5,0,6017,""]
[null,"CGT_ATEX_II3DExtcIIICT125","CGT_ATEX","II3DExtcIIICT125","CGT_ATEX_II3DExtcIIICT125/4-1000-6-5,5 kW STANDARD",4,4,0,"1000-6","5,5 kW","STANDARD","/","/","/","/","/",4284,"to be confirmed",5.5,0,5931,""]
[null,"CGT","CGT","ST","CGT/4-1000-6-7,5 kW STANDARD",4,4,0,"1000-6","7,5 kW","STANDARD","/","/","/","/","/",2667,"3weeks",7.5,0,1726,""]
[null,"CGT","CGT","ST","CGT/4-1000-6-7,5 kW IE3",4,4,0,"1000-6","7,5 kW","IE3","/","/","/","/","/",2764,"4weeks",7.5,0,6286,""]
[null,"CGT_ATEX_II2GExdIICT4","CGT_ATEX","II2GExdIICT4","CGT_ATEX_II2GExdIICT4/4-1000-6-7,5 kW STANDARD",4,4,0,"1000-6","7,5 kW","STANDARD","/","/","/","/","/",5363,"3weeks",7.5,0,5862," PTC VERSION + 171,67 & DELIVERY TIME 7 WEEKS"]
[null,"CGT_ATEX_II2GExdIIBT4","CGT_ATEX","II2GExdIIBT4","CGT_ATEX_II2GExdIIBT4/4-1000-6-7,5 kW STANDARD",4,4,0,"1000-6","7,5 kW","STANDARD","/","/","/","/","/",4955,"3weeks",7.5,0,6314," PTC VERSION + 171,67 & DELIVERY TIME 7 WEEKS"]
[null,"CGT_ATEX_II2GExdIIBT5","CGT_ATEX","II2GExdIIBT5","CGT_ATEX_II2GExdIIBT5/4-1000-6-7,5 kW STANDARD",4,4,0,"1000-6","7,5 kW","STANDARD","/","/","/","/","/",4955,"3weeks",7.5,0,6211," PTC VERSION + 171,67 & DELIVERY TIME 7 WEEKS"]
[null,"CGT_ATEX_II2GExeIIT3","CGT_ATEX","II2GExeIIT3","CGT_ATEX_II2GExeIIT3/4-1000-6-7,5 kW STANDARD",4,4,0,"1000-6","7,5 kW","STANDARD","/","/","/","/","/",4118,"3weeks",7.5,0,6188,""]
[null,"CGT_ATEX_II3DExtcIIICT125","CGT_ATEX","II3DExtcIIICT125","CGT_ATEX_II3DExtcIIICT125/4-1000-6-7,5 kW STANDARD",4,4,0,"1000-6","7,5 kW","STANDARD","/","/","/","/","/",4681,"to be confirmed",7.5,0,5962,""]
[null,"CGT","CGT","ST","CGT/4-1000-9-11 kW IE3",4,4,0,"1000-9","11 kW","IE3","/","/","/","/","/",3438,"4weeks",11,0,5835,""]
[null,"CGT","CGT","ST","CGT/4-1000-9-11 kW STANDARD",4,4,0,"1000-9","11 kW","STANDARD","/","/","/","/","/",3307,"3weeks",11,0,1728,""]
[null,"CGT_ATEX_II2GExdIICT4","CGT_ATEX","II2GExdIICT4","CGT_ATEX_II2GExdIICT4/4-1000-9-11 kW STANDARD",4,4,0,"1000-9","11 kW","STANDARD","/","/","/","/","/",6269,"to be confirmed",11,0,6105," PTC VERSION + 171,67 & DELIVERY TIME 7 WEEKS"]
[null,"CGT_ATEX_II2GExdIIBT4","CGT_ATEX","II2GExdIIBT4","CGT_ATEX_II2GExdIIBT4/4-1000-9-11 kW STANDARD",4,4,0,"1000-9","11 kW","STANDARD","/","/","/","/","/",5753,"to be confirmed",11,0,5907," PTC VERSION + 171,67 & DELIVERY TIME 7 WEEKS"]
[null,"CGT_ATEX_II2GExdIIBT5","CGT_ATEX","II2GExdIIBT5","CGT_ATEX_II2GExdIIBT5/4-1000-9-11 kW STANDARD",4,4,0,"1000-9","11 kW","STANDARD","/","/","/","/","/",5753,"to be confirmed",11,0,6155," PTC VERSION + 171,67 & DELIVERY TIME 7 WEEKS"]
[null,"CGT_ATEX_II2GExeIIT3","CGT_ATEX","II2GExeIIT3","CGT_ATEX_II2GExeIIT3/4-1000-9-11 kW STANDARD",4,4,0,"1000-9","11 kW","STANDARD","/","/","/","/","/",5329,"3weeks",11,0,5914,""]
[null,"CGT_ATEX_II3DExtcIIICT125","CGT_ATEX","II3DExtcIIICT125","CGT_ATEX_II3DExtcIIICT125/4-1000-9-11 kW STANDARD",4,4,0,"1000-9","11 kW","STANDARD","/","/","/","/","/",5034,"to be confirmed",11,0,6018,""]
[null,"CGT","CGT","ST","CGT/4-1000-9-15 kW IE3",4,4,0,"1000-9","15 kW","IE3","/","/","/","/","/",3689,"4weeks",15,0,6008,""]
[null,"CGT","CGT","ST","CGT/4-1000-9-15 kW STANDARD",4,4,0,"1000-9","15 kW","STANDARD","/","/","/","/","/",3533,"3weeks",15,0,1729,""]
[null,"CGT_ATEX_II2GExdIICT4","CGT_ATEX","II2GExdIICT4","CGT_ATEX_II2GExdIICT4/4-1000-9-15 kW STANDARD",4,4,0,"1000-9","15 kW","STANDARD","/","/","/","/","/",6949,"to be confirmed",15,0,6295," PTC VERSION + 171,67 & DELIVERY TIME 7 WEEKS"]
[null,"CGT_ATEX_II2GExdIIBT4","CGT_ATEX","II2GExdIIBT4","CGT_ATEX_II2GExdIIBT4/4-1000-9-15 kW STANDARD",4,4,0,"1000-9","15 kW","STANDARD","/","/","/","/","/",6350,"to be confirmed",15,0,5788," PTC VERSION + 171,67 & DELIVERY TIME 7 WEEKS"]
[null,"CGT_ATEX_II2GExdIIBT5","CGT_ATEX","II2GExdIIBT5","CGT_ATEX_II2GExdIIBT5/4-1000-9-15 kW STANDARD",4,4,0,"1000-9","15 kW","STANDARD","/","/","/","/","/",6350,"to be confirmed",15,0,6185," PTC VERSION + 171,67 & DELIVERY TIME 7 WEEKS"]
[null,"CGT_ATEX_II2GExeIIT3","CGT_ATEX","II2GExeIIT3","CGT_ATEX_II2GExeIIT3/4-1000-9-15 kW STANDARD",4,4,0,"1000-9","15 kW","STANDARD","/","/","/","/","/",5775,"3weeks",15,0,6077,""]
[null,"CGT_ATEX_II3DExtcIIICT125","CGT_ATEX","II3DExtcIIICT125","CGT_ATEX_II3DExtcIIICT125/4-1000-9-15 kW STANDARD",4,4,0,"1000-9","15 kW","STANDARD","/","/","/","/","/",5714,"to be confirmed",15,0,6202,""]
[null,"CGT","CGT","ST","CGT/4-1000-9-18,5 kW STANDARD",4,4,0,"1000-9","18,5 kW","STANDARD","/","/","/","/","/",4254,"3weeks",18.5,0,1730,""]
[null,"CGT","CGT","ST","CGT/4-1000-9-18,5 kW IE3",4,4,0,"1000-9","18,5 kW","IE3","/","/","/","/","/",4489,"4weeks",18.5,0,6106,""]
[null,"CGT_ATEX_II2GExdIICT4","CGT_ATEX","II2GExdIICT4","CGT_ATEX_II2GExdIICT4/4-1000-9-18,5 kW STANDARD",4,4,0,"1000-9","18,5 kW","STANDARD","/","/","/","/","/",8543,"to be confirmed",18.5,0,6141," PTC VERSION + 318,33 & DELIVERY TIME 7 WEEKS"]
[null,"CGT_ATEX_II2GExdIIBT4","CGT_ATEX","II2GExdIIBT4","CGT_ATEX_II2GExdIIBT4/4-1000-9-18,5 kW STANDARD",4,4,0,"1000-9","18,5 kW","STANDARD","/","/","/","/","/",7731,"to be confirmed",18.5,0,5852," PTC VERSION + 318,33 & DELIVERY TIME 7 WEEKS"]
[null,"CGT_ATEX_II2GExdIIBT5","CGT_ATEX","II2GExdIIBT5","CGT_ATEX_II2GExdIIBT5/4-1000-9-18,5 kW STANDARD",4,4,0,"1000-9","18,5 kW","STANDARD","/","/","/","/","/",7731,"to be confirmed",18.5,0,6054," PTC VERSION + 318,33 & DELIVERY TIME 7 WEEKS"]
[null,"CGT_ATEX_II2GExeIIT3","CGT_ATEX","II2GExeIIT3","CGT_ATEX_II2GExeIIT3/4-1000-9-18,5 kW STANDARD",4,4,0,"1000-9","18,5 kW","STANDARD","/","/","/","/","/",{"$error":"#VALUE!"},"to be confirmed",18.5,0,6270,"IF YOU NEED PRICE CONTACT SALES DEPARTMENT"]
[null,"CGT_ATEX_II3DExtcIIICT125","CGT_ATEX","II3DExtcIIICT125","CGT_ATEX_II3DExtcIIICT125/4-1000-9-18,5 kW STANDARD",4,4,0,"1000-9","18,5 kW","STANDARD","/","/","/","/","/",6229,"to be confirmed",18.5,0,5821,""]
[null,"CGT","CGT","ST","CGT/4-1000-9-22 kW IE3",4,4,0,"1000-9","22 kW","IE3","/","/","/","/","/",4737,"4weeks",22,0,5777,""]
[null,"CGT","CGT","ST","CGT/4-1000-9-22 kW STANDARD",4,4,0,"1000-9","22 kW","STANDARD","/","/","/","/","/",4477,"3weeks",22,0,1731,""]
[null,"CGT_ATEX_II2GExdIICT4","CGT_ATEX","II2GExdIICT4","CGT_ATEX_II2GExdIICT4/4-1000-9-22 kW STANDARD",4,4,0,"1000-9","22 kW","STANDARD","/","/","/","/","/",9762,"to be confirmed",22,0,5935," PTC VERSION + 318,33 & DELIVERY TIME 7 WEEKS"]
[null,"CGT_ATEX_II2GExdIIBT4","CGT_ATEX","II2GExdIIBT4","CGT_ATEX_II2GExdIIBT4/4-1000-9-22 kW STANDARD",4,4,0,"1000-9","22 kW","STANDARD","/","/","/","/","/",8792,"to be confirmed",22,0,5813," PTC VERSION + 318,33 & DELIVERY TIME 7 WEEKS"]
[null,"CGT_ATEX_II2GExdIIBT5","CGT_ATEX","II2GExdIIBT5","CGT_ATEX_II2GExdIIBT5/4-1000-9-22 kW STANDARD",4,4,0,"1000-9","22 kW","STANDARD","/","/","/","/","/",8792,"to be confirmed",22,0,6221," PTC VERSION + 318,33 & DELIVERY TIME 7 WEEKS"]
[null,"CGT_ATEX_II2GExeIIT3","CGT_ATEX","II2GExeIIT3","CGT_ATEX_II2GExeIIT3/4-1000-9-22 kW STANDARD",4,4,0,"1000-9","22 kW","STANDARD","/","/","/","/","/",8626,"to be confirmed",22,0,6260,""]
[null,"CGT_ATEX_II3DExtcIIICT125","CGT_ATEX","II3DExtcIIICT125","CGT_ATEX_II3DExtcIIICT125/4-1000-9-22 kW STANDARD",4,4,0,"1000-9","22 kW","STANDARD","/","/","/","/","/",6999,"to be confirmed",22,0,5940,""]
[null,"CGT","CGT","ST","CGT/4-1000-9-5,5 kW IE3",4,4,0,"1000-9","5,5 kW","IE3","/","/","/","/","/",2716,"to be confirmed",5.5,0,6291,""]
[null,"CGT","CGT","ST","CGT/4-1000-9-5,5 kW STANDARD",4,4,0,"1000-9","5,5 kW","STANDARD","/","/","/","/","/",2638,"3weeks",5.5,0,1725,""]
[null,"CGT","CGT","ST","CGT/4-1000-9-7,5 kW STANDARD",4,4,0,"1000-9","7,5 kW","STANDARD","/","/","/","/","/",2760,"3weeks",7.5,0,1726,""]
[null,"CGT","CGT","ST","CGT/4-1000-9-7,5 kW IE3",4,4,0,"1000-9","7,5 kW","IE3","/","/","/","/","/",2856,"4weeks",7.5,0,6286,""]
[null,"CGT_ATEX_II2GExdIICT4","CGT_ATEX","II2GExdIICT4","CGT_ATEX_II2GExdIICT4/4-1000-9-7,5 kW STANDARD",4,4,0,"1000-9","7,5 kW","STANDARD","/","/","/","/","/",5463,"3weeks",7.5,0,5862," PTC VERSION + 171,67 & DELIVERY TIME 7 WEEKS"]
[null,"CGT_ATEX_II2GExdIIBT4","CGT_ATEX","II2GExdIIBT4","CGT_ATEX_II2GExdIIBT4/4-1000-9-7,5 kW STANDARD",4,4,0,"1000-9","7,5 kW","STANDARD","/","/","/","/","/",5055,"3weeks",7.5,0,6314," PTC VERSION + 171,67 & DELIVERY TIME 7 WEEKS"]
[null,"CGT_ATEX_II2GExdIIBT5","CGT_ATEX","II2GExdIIBT5","CGT_ATEX_II2GExdIIBT5/4-1000-9-7,5 kW STANDARD",4,4,0,"1000-9","7,5 kW","STANDARD","/","/","/","/","/",5055,"3weeks",7.5,0,6211," PTC VERSION + 171,67 & DELIVERY TIME 7 WEEKS"]
[null,"CGT_ATEX_II2GExeIIT3","CGT_ATEX","II2GExeIIT3","CGT_ATEX_II2GExeIIT3/4-1000-9-7,5 kW STANDARD",4,4,0,"1000-9","7,5 kW","STANDARD","/","/","/","/","/",4217,"3weeks",7.5,0,6188,""]
[null,"CGT_ATEX_II3DExtcIIICT125","CGT_ATEX","II3DExtcIIICT125","CGT_ATEX_II3DExtcIIICT125/4-1000-9-7,5 kW STANDARD",4,4,0,"1000-9","7,5 kW","STANDARD","/","/","/","/","/",4781,"to be confirmed",7.5,0,5962,""]
[null,"CGT","CGT","ST","CGT/4-1250-3-11 kW IE3",4,4,0,"1250-3","11 kW","IE3","/","/","/","/","/",4212,"4weeks",11,0,5835,""]
[null,"CGT","CGT","ST","CGT/4-1250-3-11 kW STANDARD",4,4,0,"1250-3","11 kW","STANDARD","/","/","/","/","/",4081,"3weeks",11,0,1728,""]
[null,"CGT_ATEX_II2GExdIICT4","CGT_ATEX","II2GExdIICT4","CGT_ATEX_II2GExdIICT4/4-1250-3-11 kW STANDARD",4,4,0,"1250-3","11 kW","STANDARD","/","/","/","/","/",7108,"to be confirmed",11,0,6105," PTC VERSION + 171,67 & DELIVERY TIME 7 WEEKS"]
[null,"CGT_ATEX_II2GExdIIBT4","CGT_ATEX","II2GExdIIBT4","CGT_ATEX_II2GExdIIBT4/4-1250-3-11 kW STANDARD",4,4,0,"1250-3","11 kW","STANDARD","/","/","/","/","/",6592,"to be confirmed",11,0,5907," PTC VERSION + 171,67 & DELIVERY TIME 7 WEEKS"]
[null,"CGT_ATEX_II2GExdIIBT5","CGT_ATEX","II2GExdIIBT5","CGT_ATEX_II2GExdIIBT5/4-1250-3-11 kW STANDARD",4,4,0,"1250-3","11 kW","STANDARD","/","/","/","/","/",6592,"to be confirmed",11,0,6155," PTC VERSION + 171,67 & DELIVERY TIME 7 WEEKS"]
[null,"CGT_ATEX_II2GExeIIT3","CGT_ATEX","II2GExeIIT3","CGT_ATEX_II2GExeIIT3/4-1250-3-11 kW STANDARD",4,4,0,"1250-3","11 kW","STANDARD","/","/","/","/","/",6168,"3weeks",11,0,5914,""]
[null,"CGT_ATEX_II3DExtcIIICT125","CGT_ATEX","II3DExtcIIICT125","CGT_ATEX_II3DExtcIIICT125/4-1250-3-11 kW STANDARD",4,4,0,"1250-3","11 kW","STANDARD","/","/","/","/","/",5873,"to be confirmed",11,0,6018,""]
[null,"CGT","CGT","ST","CGT/4-1250-3-15 kW IE3",4,4,0,"1250-3","15 kW","IE3","/","/","/","/","/",4463,"4weeks",15,0,6008,""]
[null,"CGT","CGT","ST","CGT/4-1250-3-15 kW STANDARD",4,4,0,"1250-3","15 kW","STANDARD","/","/","/","/","/",4308,"3weeks",15,0,1729,""]
[null,"CGT_ATEX_II2GExdIICT4","CGT_ATEX","II2GExdIICT4","CGT_ATEX_II2GExdIICT4/4-1250-3-15 kW STANDARD",4,4,0,"1250-3","15 kW","STANDARD","/","/","/","/","/",7788,"to be confirmed",15,0,6295," PTC VERSION + 171,67 & DELIVERY TIME 7 WEEKS"]
[null,"CGT_ATEX_II2GExdIIBT4","CGT_ATEX","II2GExdIIBT4","CGT_ATEX_II2GExdIIBT4/4-1250-3-15 kW STANDARD",4,4,0,"1250-3","15 kW","STANDARD","/","/","/","/","/",7189,"to be confirmed",15,0,5788," PTC VERSION + 171,67 & DELIVERY TIME 7 WEEKS"]
[null,"CGT_ATEX_II2GExdIIBT5","CGT_ATEX","II2GExdIIBT5","CGT_ATEX_II2GExdIIBT5/4-1250-3-15 kW STANDARD",4,4,0,"1250-3","15 kW","STANDARD","/","/","/","/","/",7189,"to be confirmed",15,0,6185," PTC VERSION + 171,67 & DELIVERY TIME 7 WEEKS"]
[null,"CGT_ATEX_II2GExeIIT3","CGT_ATEX","II2GExeIIT3","CGT_ATEX_II2GExeIIT3/4-1250-3-15 kW STANDARD",4,4,0,"1250-3","15 kW","STANDARD","/","/","/","/","/",6614,"3weeks",15,0,6077,""]
[null,"CGT_ATEX_II3DExtcIIICT125","CGT_ATEX","II3DExtcIIICT125","CGT_ATEX_II3DExtcIIICT125/4-1250-3-15 kW STANDARD",4,4,0,"1250-3","15 kW","STANDARD","/","/","/","/","/",6552,"to be confirmed",15,0,6202,""]
[null,"CGT","CGT","ST","CGT/4-1250-3-18,5 kW STANDARD",4,4,0,"1250-3","18,5 kW","STANDARD","/","/","/","/","/",5029,"3weeks",18.5,0,1730,""]
[null,"CGT","CGT","ST","CGT/4-1250-3-18,5 kW IE3",4,4,0,"1250-3","18,5 kW","IE3","/","/","/","/","/",5264,"4weeks",18.5,0,6106,""]
[null,"CGT_ATEX_II2GExdIICT4","CGT_ATEX","II2GExdIICT4","CGT_ATEX_II2GExdIICT4/4-1250-3-18,5 kW STANDARD",4,4,0,"1250-3","18,5 kW","STANDARD","/","/","/","/","/",9382,"to be confirmed",18.5,0,6141," PTC VERSION + 318,33 & DELIVERY TIME 7 WEEKS"]
[null,"CGT_ATEX_II2GExdIIBT4","CGT_ATEX","II2GExdIIBT4","CGT_ATEX_II2GExdIIBT4/4-1250-3-18,5 kW STANDARD",4,4,0,"1250-3","18,5 kW","STANDARD","/","/","/","/","/",8570,"to be confirmed",18.5,0,5852," PTC VERSION + 318,33 & DELIVERY TIME 7 WEEKS"]
[null,"CGT_ATEX_II2GExdIIBT5","CGT_ATEX","II2GExdIIBT5","CGT_ATEX_II2GExdIIBT5/4-1250-3-18,5 kW STANDARD",4,4,0,"1250-3","18,5 kW","STANDARD","/","/","/","/","/",8570,"to be confirmed",18.5,0,6054," PTC VERSION + 318,33 & DELIVERY TIME 7 WEEKS"]
[null,"CGT_ATEX_II2GExeIIT3","CGT_ATEX","II2GExeIIT3","CGT_ATEX_II2GExeIIT3/4-1250-3-18,5 kW STANDARD",4,4,0,"1250-3","18,5 kW","STANDARD","/","/","/","/","/",{"$error":"#VALUE!"},"to be confirmed",18.5,0,6270,"IF YOU NEED PRICE CONTACT SALES DEPARTMENT"]
[null,"CGT_ATEX_II3DExtcIIICT125","CGT_ATEX","II3DExtcIIICT125","CGT_ATEX_II3DExtcIIICT125/4-1250-3-18,5 kW STANDARD",4,4,0,"1250-3","18,5 kW","STANDARD","/","/","/","/","/",7068,"to be confirmed",18.5,0,5821,""]
[null,"CGT","CGT","ST","CGT/4-1250-3-22 kW IE3",4,4,0,"1250-3","22 kW","IE3","/","/","/","/","/",5511,"4weeks",22,0,5777,""]
[null,"CGT","CGT","ST","CGT/4-1250-3-22 kW STANDARD",4,4,0,"1250-3","22 kW","STANDARD","/","/","/","/","/",5252,"3weeks",22,0,1731,""]
[null,"CGT_ATEX_II2GExdIICT4","CGT_ATEX","II2GExdIICT4","CGT_ATEX_II2GExdIICT4/4-1250-3-22 kW STANDARD",4,4,0,"1250-3","22 kW","STANDARD","/","/","/","/","/",10601,"to be confirmed",22,0,5935," PTC VERSION + 318,33 & DELIVERY TIME 7 WEEKS"]
[null,"CGT_ATEX_II2GExdIIBT4","CGT_ATEX","II2GExdIIBT4","CGT_ATEX_II2GExdIIBT4/4-1250-3-22 kW STANDARD",4,4,0,"1250-3","22 kW","STANDARD","/","/","/","/","/",9631,"to be confirmed",22,0,5813," PTC VERSION + 318,33 & DELIVERY TIME 7 WEEKS"]
[null,"CGT_ATEX_II2GExdIIBT5","CGT_ATEX","II2GExdIIBT5","CGT_ATEX_II2GExdIIBT5/4-1250-3-22 kW STANDARD",4,4,0,"1250-3","22 kW","STANDARD","/","/","/","/","/",9631,"to be confirmed",22,0,6221," PTC VERSION + 318,33 & DELIVERY TIME 7 WEEKS"]
[null,"CGT_ATEX_II2GExeIIT3","CGT_ATEX","II2GExeIIT3","CGT_ATEX_II2GExeIIT3/4-1250-3-22 kW STANDARD",4,4,0,"1250-3","22 kW","STANDARD","/","/","/","/","/",9465,"to be confirmed",22,0,6260,""]
[null,"CGT_ATEX_II3DExtcIIICT125","CGT_ATEX","II3DExtcIIICT125","CGT_ATEX_II3DExtcIIICT125/4-1250-3-22 kW STANDARD",4,4,0,"1250-3","22 kW","STANDARD","/","/","/","/","/",7838,"to be confirmed",22,0,5940,""]
[null,"CGT","CGT","ST","CGT/4-1250-3-30 kW IE3",4,4,0,"1250-3","30 kW","IE3","/","/","/","/","/",6582,"4weeks",30,0,6096,""]
[null,"CGT","CGT","ST","CGT/4-1250-3-30 kW STANDARD",4,4,0,"1250-3","30 kW","STANDARD","/","/","/","/","/",5887,"3weeks",30,0,1732,""]
[null,"CGT_ATEX_II2GExdIICT4","CGT_ATEX","II2GExdIICT4","CGT_ATEX_II2GExdIICT4/4-1250-3-30 kW STANDARD",4,4,0,"1250-3","30 kW","STANDARD","/","/","/","/","/",12682,"to be confirmed",30,0,5846," PTC VERSION + 318,33 & DELIVERY TIME 7 WEEKS"]
[null,"CGT_ATEX_II2GExdIIBT4","CGT_ATEX","II2GExdIIBT4","CGT_ATEX_II2GExdIIBT4/4-1250-3-30 kW STANDARD",4,4,0,"1250-3","30 kW","STANDARD","/","/","/","/","/",11442,"to be confirmed",30,0,6067," PTC VERSION + 318,33 & DELIVERY TIME 7 WEEKS"]
[null,"CGT_ATEX_II2GExdIIBT5","CGT_ATEX","II2GExdIIBT5","CGT_ATEX_II2GExdIIBT5/4-1250-3-30 kW STANDARD",4,4,0,"1250-3","30 kW","STANDARD","/","/","/","/","/",11442,"to be confirmed",30,0,5799," PTC VERSION + 318,33 & DELIVERY TIME 7 WEEKS"]
[null,"CGT_ATEX_II2GExeIIT3","CGT_ATEX","II2GExeIIT3","CGT_ATEX_II2GExeIIT3/4-1250-3-30 kW STANDARD",4,4,0,"1250-3","30 kW","STANDARD","/","/","/","/","/",{"$error":"#VALUE!"},{"$error":"#N/A"},30,0,6015,"IF YOU NEED PRICE CONTACT SALES DEPARTMENT"]
[null,"CGT_ATEX_II3DExtcIIICT125","CGT_ATEX","II3DExtcIIICT125","CGT_ATEX_II3DExtcIIICT125/4-1250-3-30 kW STANDARD",4,4,0,"1250-3","30 kW","STANDARD","/","/","/","/","/",10292,"to be confirmed",30,0,6020,""]
[null,"CGT","CGT","ST","CGT/4-1250-3-7,5 kW STANDARD",4,4,0,"1250-3","7,5 kW","STANDARD","/","/","/","/","/",3535,"3weeks",7.5,0,1726,""]
[null,"CGT","CGT","ST","CGT/4-1250-3-7,5 kW IE3",4,4,0,"1250-3","7,5 kW","IE3","/","/","/","/","/",3631,"4weeks",7.5,0,6286,""]
[null,"CGT_ATEX_II2GExdIICT4","CGT_ATEX","II2GExdIICT4","CGT_ATEX_II2GExdIICT4/4-1250-3-7,5 kW STANDARD",4,4,0,"1250-3","7,5 kW","STANDARD","/","/","/","/","/",6302,"3weeks",7.5,0,5862," PTC VERSION + 171,67 & DELIVERY TIME 7 WEEKS"]
[null,"CGT_ATEX_II2GExdIIBT4","CGT_ATEX","II2GExdIIBT4","CGT_ATEX_II2GExdIIBT4/4-1250-3-7,5 kW STANDARD",4,4,0,"1250-3","7,5 kW","STANDARD","/","/","/","/","/",5894,"3weeks",7.5,0,6314," PTC VERSION + 171,67 & DELIVERY TIME 7 WEEKS"]
[null,"CGT_ATEX_II2GExdIIBT5","CGT_ATEX","II2GExdIIBT5","CGT_ATEX_II2GExdIIBT5/4-1250-3-7,5 kW STANDARD",4,4,0,"1250-3","7,5 kW","STANDARD","/","/","/","/","/",5894,"3weeks",7.5,0,6211," PTC VERSION + 171,67 & DELIVERY TIME 7 WEEKS"]
[null,"CGT_ATEX_II2GExeIIT3","CGT_ATEX","II2GExeIIT3","CGT_ATEX_II2GExeIIT3/4-1250-3-7,5 kW STANDARD",4,4,0,"1250-3","7,5 kW","STANDARD","/","/","/","/","/",5056,"3weeks",7.5,0,6188,""]
[null,"CGT_ATEX_II3DExtcIIICT125","CGT_ATEX","II3DExtcIIICT125","CGT_ATEX_II3DExtcIIICT125/4-1250-3-7,5 kW STANDARD",4,4,0,"1250-3","7,5 kW","STANDARD","/","/","/","/","/",5620,"to be confirmed",7.5,0,5962,""]
[null,"CGT","CGT","ST","CGT/4-1250-6-15 kW IE3",4,4,0,"1250-6","15 kW","IE3","/","/","/","/","/",4567,"4weeks",15,0,6008,""]
[null,"CGT","CGT","ST","CGT/4-1250-6-15 kW STANDARD",4,4,0,"1250-6","15 kW","STANDARD","/","/","/","/","/",4410,"3weeks",15,0,1729,""]
[null,"CGT_ATEX_II2GExdIICT4","CGT_ATEX","II2GExdIICT4","CGT_ATEX_II2GExdIICT4/4-1250-6-15 kW STANDARD",4,4,0,"1250-6","15 kW","STANDARD","/","/","/","/","/",7900,"to be confirmed",15,0,6295," PTC VERSION + 171,67 & DELIVERY TIME 7 WEEKS"]
[null,"CGT_ATEX_II2GExdIIBT4","CGT_ATEX","II2GExdIIBT4","CGT_ATEX_II2GExdIIBT4/4-1250-6-15 kW STANDARD",4,4,0,"1250-6","15 kW","STANDARD","/","/","/","/","/",7300,"to be confirmed",15,0,5788," PTC VERSION + 171,67 & DELIVERY TIME 7 WEEKS"]
[null,"CGT_ATEX_II2GExdIIBT5","CGT_ATEX","II2GExdIIBT5","CGT_ATEX_II2GExdIIBT5/4-1250-6-15 kW STANDARD",4,4,0,"1250-6","15 kW","STANDARD","/","/","/","/","/",7300,"to be confirmed",15,0,6185," PTC VERSION + 171,67 & DELIVERY TIME 7 WEEKS"]
[null,"CGT_ATEX_II2GExeIIT3","CGT_ATEX","II2GExeIIT3","CGT_ATEX_II2GExeIIT3/4-1250-6-15 kW STANDARD",4,4,0,"1250-6","15 kW","STANDARD","/","/","/","/","/",6726,"3weeks",15,0,6077,""]
[null,"CGT_ATEX_II3DExtcIIICT125","CGT_ATEX","II3DExtcIIICT125","CGT_ATEX_II3DExtcIIICT125/4-1250-6-15 kW STANDARD",4,4,0,"1250-6","15 kW","STANDARD","/","/","/","/","/",6665,"to be confirmed",15,0,6202,""]
[null,"CGT","CGT","ST","CGT/4-1250-6-18,5 kW IE3",4,4,0,"1250-6","18,5 kW","IE3","/","/","/","/","/",5367,"4weeks",18.5,0,6106,""]
[null,"CGT","CGT","ST","CGT/4-1250-6-18,5 kW STANDARD",4,4,0,"1250-6","18,5 kW","STANDARD","/","/","/","/","/",5132,"3weeks",18.5,0,1730,""]
[null,"CGT_ATEX_II2GExdIICT4","CGT_ATEX","II2GExdIICT4","CGT_ATEX_II2GExdIICT4/4-1250-6-18,5 kW STANDARD",4,4,0,"1250-6","18,5 kW","STANDARD","/","/","/","/","/",9495,"to be confirmed",18.5,0,6141," PTC VERSION + 318,33 & DELIVERY TIME 7 WEEKS"]
[null,"CGT_ATEX_II2GExdIIBT4","CGT_ATEX","II2GExdIIBT4","CGT_ATEX_II2GExdIIBT4/4-1250-6-18,5 kW STANDARD",4,4,0,"1250-6","18,5 kW","STANDARD","/","/","/","/","/",8682,"to be confirmed",18.5,0,5852," PTC VERSION + 318,33 & DELIVERY TIME 7 WEEKS"]
[null,"CGT_ATEX_II2GExdIIBT5","CGT_ATEX","II2GExdIIBT5","CGT_ATEX_II2GExdIIBT5/4-1250-6-18,5 kW STANDARD",4,4,0,"1250-6","18,5 kW","STANDARD","/","/","/","/","/",8682,"to be confirmed",18.5,0,6054," PTC VERSION + 318,33 & DELIVERY TIME 7 WEEKS"]
[null,"CGT_ATEX_II2GExeIIT3","CGT_ATEX","II2GExeIIT3","CGT_ATEX_II2GExeIIT3/4-1250-6-18,5 kW STANDARD",4,4,0,"1250-6","18,5 kW","STANDARD","/","/","/","/","/",{"$error":"#VALUE!"},"to be confirmed",18.5,0,6270,"IF YOU NEED PRICE CONTACT SALES DEPARTMENT"]
[null,"CGT_ATEX_II3DExtcIIICT125","CGT_ATEX","II3DExtcIIICT125","CGT_ATEX_II3DExtcIIICT125/4-1250-6-18,5 kW STANDARD",4,4,0,"1250-6","18,5 kW","STANDARD","/","/","/","/","/",7179,"to be confirmed",18.5,0,5821,""]
[null,"CGT","CGT","ST","CGT/4-1250-6-22 kW STANDARD",4,4,0,"1250-6","22 kW","STANDARD","/","/","/","/","/",5354,"3weeks",22,0,1731,""]
[null,"CGT","CGT","ST","CGT/4-1250-6-22 kW IE3",4,4,0,"1250-6","22 kW","IE3","/","/","/","/","/",5614,"4weeks",22,0,5777,""]
[null,"CGT_ATEX_II2GExdIICT4","CGT_ATEX","II2GExdIICT4","CGT_ATEX_II2GExdIICT4/4-1250-6-22 kW STANDARD",4,4,0,"1250-6","22 kW","STANDARD","/","/","/","/","/",10713,"to be confirmed",22,0,5935," PTC VERSION + 318,33 & DELIVERY TIME 7 WEEKS"]
[null,"CGT_ATEX_II2GExdIIBT4","CGT_ATEX","II2GExdIIBT4","CGT_ATEX_II2GExdIIBT4/4-1250-6-22 kW STANDARD",4,4,0,"1250-6","22 kW","STANDARD","/","/","/","/","/",9743,"to be confirmed",22,0,5813," PTC VERSION + 318,33 & DELIVERY TIME 7 WEEKS"]
[null,"CGT_ATEX_II2GExdIIBT5","CGT_ATEX","II2GExdIIBT5","CGT_ATEX_II2GExdIIBT5/4-1250-6-22 kW STANDARD",4,4,0,"1250-6","22 kW","STANDARD","/","/","/","/","/",9743,"to be confirmed",22,0,6221," PTC VERSION + 318,33 & DELIVERY TIME 7 WEEKS"]
[null,"CGT_ATEX_II2GExeIIT3","CGT_ATEX","II2GExeIIT3","CGT_ATEX_II2GExeIIT3/4-1250-6-22 kW STANDARD",4,4,0,"1250-6","22 kW","STANDARD","/","/","/","/","/",9576,"to be confirmed",22,0,6260,""]
[null,"CGT_ATEX_II3DExtcIIICT125","CGT_ATEX","II3DExtcIIICT125","CGT_ATEX_II3DExtcIIICT125/4-1250-6-22 kW STANDARD",4,4,0,"1250-6","22 kW","STANDARD","/","/","/","/","/",7950,"to be confirmed",22,0,5940,""]
[null,"CGT","CGT","ST","CGT/4-1250-6-30 kW IE3",4,4,0,"1250-6","30 kW","IE3","/","/","/","/","/",6685,"4weeks",30,0,6096,""]
[null,"CGT","CGT","ST","CGT/4-1250-6-30 kW STANDARD",4,4,0,"1250-6","30 kW","STANDARD","/","/","/","/","/",5990,"3weeks",30,0,1732,""]
[null,"CGT_ATEX_II2GExdIICT4","CGT_ATEX","II2GExdIICT4","CGT_ATEX_II2GExdIICT4/4-1250-6-30 kW STANDARD",4,4,0,"1250-6","30 kW","STANDARD","/","/","/","/","/",12795,"to be confirmed",30,0,5846," PTC VERSION + 318,33 & DELIVERY TIME 7 WEEKS"]
[null,"CGT_ATEX_II2GExdIIBT4","CGT_ATEX","II2GExdIIBT4","CGT_ATEX_II2GExdIIBT4/4-1250-6-30 kW STANDARD",4,4,0,"1250-6","30 kW","STANDARD","/","/","/","/","/",11555,"to be confirmed",30,0,6067," PTC VERSION + 318,33 & DELIVERY TIME 7 WEEKS"]
[null,"CGT_ATEX_II2GExdIIBT5","CGT_ATEX","II2GExdIIBT5","CGT_ATEX_II2GExdIIBT5/4-1250-6-30 kW STANDARD",4,4,0,"1250-6","30 kW","STANDARD","/","/","/","/","/",11555,"to be confirmed",30,0,5799," PTC VERSION + 318,33 & DELIVERY TIME 7 WEEKS"]
[null,"CGT_ATEX_II2GExeIIT3","CGT_ATEX","II2GExeIIT3","CGT_ATEX_II2GExeIIT3/4-1250-6-30 kW STANDARD",4,4,0,"1250-6","30 kW","STANDARD","/","/","/","/","/",{"$error":"#VALUE!"},{"$error":"#N/A"},30,0,6015,"IF YOU NEED PRICE CONTACT SALES DEPARTMENT"]
[null,"CGT_ATEX_II3DExtcIIICT125","CGT_ATEX","II3DExtcIIICT125","CGT_ATEX_II3DExtcIIICT125/4-1250-6-30 kW STANDARD",4,4,0,"1250-6","30 kW","STANDARD","/","/","/","/","/",10403,"to be confirmed",30,0,6020,""]
[null,"CGT","CGT","ST","CGT/4-1250-6-37 kW STANDARD",4,4,0,"1250-6","37 kW","STANDARD","/","/","/","/","/",7074,"4weeks",37,0,1733,""]
[null,"CGT","CGT","ST","CGT/4-1250-6-37 kW IE3",4,4,0,"1250-6","37 kW","IE3","/","/","/","/","/",7441,"4weeks",37,0,5911,""]
[null,"CGT_ATEX_II2GExdIICT4","CGT_ATEX","II2GExdIICT4","CGT_ATEX_II2GExdIICT4/4-1250-6-37 kW STANDARD",4,4,0,"1250-6","37 kW","STANDARD","/","/","/","/","/",14970,"to be confirmed",37,0,6013," PTC VERSION + 318,33 & DELIVERY TIME 7 WEEKS"]
[null,"CGT_ATEX_II2GExdIIBT4","CGT_ATEX","II2GExdIIBT4","CGT_ATEX_II2GExdIIBT4/4-1250-6-37 kW STANDARD",4,4,0,"1250-6","37 kW","STANDARD","/","/","/","/","/",13446,"to be confirmed",37,0,6038," PTC VERSION + 318,33 & DELIVERY TIME 7 WEEKS"]
[null,"CGT_ATEX_II2GExdIIBT5","CGT_ATEX","II2GExdIIBT5","CGT_ATEX_II2GExdIIBT5/4-1250-6-37 kW STANDARD",4,4,0,"1250-6","37 kW","STANDARD","/","/","/","/","/",13446,"to be confirmed",37,0,5865," PTC VERSION + 318,33 & DELIVERY TIME 7 WEEKS"]
[null,"CGT_ATEX_II2GExeIIT3","CGT_ATEX","II2GExeIIT3","CGT_ATEX_II2GExeIIT3/4-1250-6-37 kW STANDARD",4,4,0,"1250-6","37 kW","STANDARD","/","/","/","/","/",{"$error":"#VALUE!"},{"$error":"#N/A"},37,0,6229,"IF YOU NEED PRICE CONTACT SALES DEPARTMENT"]
[null,"CGT_ATEX_II3DExtcIIICT125","CGT_ATEX","II3DExtcIIICT125","CGT_ATEX_II3DExtcIIICT125/4-1250-6-37 kW STANDARD",4,4,0,"1250-6","37 kW","STANDARD","/","/","/","/","/",11687,"to be confirmed",37,0,5877,""]
[null,"CGT","CGT","ST","CGT/4-1250-6-45 kW IE3",4,4,0,"1250-6","45 kW","IE3","/","/","/","/","/",8068,"4weeks",45,0,6137,""]
[null,"CGT","CGT","ST","CGT/4-1250-6-45 kW STANDARD",4,4,0,"1250-6","45 kW","STANDARD","/","/","/","/","/",7649,"4weeks",45,0,1734,""]
[null,"CGT_ATEX_II2GExdIICT4","CGT_ATEX","II2GExdIICT4","CGT_ATEX_II2GExdIICT4/4-1250-6-45 kW STANDARD",4,4,0,"1250-6","45 kW","STANDARD","/","/","/","/","/",16577,"to be confirmed",45,0,5866," PTC VERSION + 318,33 & DELIVERY TIME 7 WEEKS"]
[null,"CGT_ATEX_II2GExdIIBT4","CGT_ATEX","II2GExdIIBT4","CGT_ATEX_II2GExdIIBT4/4-1250-6-45 kW STANDARD",4,4,0,"1250-6","45 kW","STANDARD","/","/","/","/","/",14842,"to be confirmed",45,0,5942," PTC VERSION + 318,33 & DELIVERY TIME 7 WEEKS"]
[null,"CGT_ATEX_II2GExdIIBT5","CGT_ATEX","II2GExdIIBT5","CGT_ATEX_II2GExdIIBT5/4-1250-6-45 kW STANDARD",4,4,0,"1250-6","45 kW","STANDARD","/","/","/","/","/",14842,"to be confirmed",45,0,5776," PTC VERSION + 318,33 & DELIVERY TIME 7 WEEKS"]
[null,"CGT_ATEX_II2GExeIIT3","CGT_ATEX","II2GExeIIT3","CGT_ATEX_II2GExeIIT3/4-1250-6-45 kW STANDARD",4,4,0,"1250-6","45 kW","STANDARD","/","/","/","/","/",{"$error":"#VALUE!"},{"$error":"#N/A"},45,0,5973,"IF YOU NEED PRICE CONTACT SALES DEPARTMENT"]
[null,"CGT_ATEX_II3DExtcIIICT125","CGT_ATEX","II3DExtcIIICT125","CGT_ATEX_II3DExtcIIICT125/4-1250-6-45 kW STANDARD",4,4,0,"1250-6","45 kW","STANDARD","/","/","/","/","/",13165,"to be confirmed",45,0,6199,""]
[null,"CGT","CGT","ST","CGT/4-1250-9-15 kW STANDARD",4,4,0,"1250-9","15 kW","STANDARD","/","/","/","/","/",4565,"3weeks",15,0,1729,""]
[null,"CGT","CGT","ST","CGT/4-1250-9-15 kW IE3",4,4,0,"1250-9","15 kW","IE3","/","/","/","/","/",4721,"4weeks",15,0,6008,""]
[null,"CGT_ATEX_II2GExdIICT4","CGT_ATEX","II2GExdIICT4","CGT_ATEX_II2GExdIICT4/4-1250-9-15 kW STANDARD",4,4,0,"1250-9","15 kW","STANDARD","/","/","/","/","/",8068,"to be confirmed",15,0,6295," PTC VERSION + 171,67 & DELIVERY TIME 7 WEEKS"]
[null,"CGT_ATEX_II2GExdIIBT5","CGT_ATEX","II2GExdIIBT5","CGT_ATEX_II2GExdIIBT5/4-1250-9-15 kW STANDARD",4,4,0,"1250-9","15 kW","STANDARD","/","/","/","/","/",7468,"to be confirmed",15,0,6185," PTC VERSION + 171,67 & DELIVERY TIME 7 WEEKS"]
[null,"CGT_ATEX_II2GExeIIT3","CGT_ATEX","II2GExeIIT3","CGT_ATEX_II2GExeIIT3/4-1250-9-15 kW STANDARD",4,4,0,"1250-9","15 kW","STANDARD","/","/","/","/","/",6894,"3weeks",15,0,6077,""]
[null,"CGT_ATEX_II3DExtcIIICT125","CGT_ATEX","II3DExtcIIICT125","CGT_ATEX_II3DExtcIIICT125/4-1250-9-15 kW STANDARD",4,4,0,"1250-9","15 kW","STANDARD","/","/","/","/","/",6833,"to be confirmed",15,0,6202,""]
[null,"CGT","CGT","ST","CGT/4-1250-9-18,5 kW STANDARD",4,4,0,"1250-9","18,5 kW","STANDARD","/","/","/","/","/",5287,"3weeks",18.5,0,1730,""]
[null,"CGT","CGT","ST","CGT/4-1250-9-18,5 kW IE3",4,4,0,"1250-9","18,5 kW","IE3","/","/","/","/","/",5522,"4weeks",18.5,0,6106,""]
[null,"CGT_ATEX_II2GExdIICT4","CGT_ATEX","II2GExdIICT4","CGT_ATEX_II2GExdIICT4/4-1250-9-18,5 kW STANDARD",4,4,0,"1250-9","18,5 kW","STANDARD","/","/","/","/","/",9663,"to be confirmed",18.5,0,6141," PTC VERSION + 318,33 & DELIVERY TIME 7 WEEKS"]
[null,"CGT_ATEX_II2GExdIIBT4","CGT_ATEX","II2GExdIIBT4","CGT_ATEX_II2GExdIIBT4/4-1250-9-18,5 kW STANDARD",4,4,0,"1250-9","18,5 kW","STANDARD","/","/","/","/","/",8850,"to be confirmed",18.5,0,5852," PTC VERSION + 318,33 & DELIVERY TIME 7 WEEKS"]
[null,"CGT_ATEX_II2GExdIIBT5","CGT_ATEX","II2GExdIIBT5","CGT_ATEX_II2GExdIIBT5/4-1250-9-18,5 kW STANDARD",4,4,0,"1250-9","18,5 kW","STANDARD","/","/","/","/","/",8850,"to be confirmed",18.5,0,6054," PTC VERSION + 318,33 & DELIVERY TIME 7 WEEKS"]
[null,"CGT_ATEX_II2GExeIIT3","CGT_ATEX","II2GExeIIT3","CGT_ATEX_II2GExeIIT3/4-1250-9-18,5 kW STANDARD",4,4,0,"1250-9","18,5 kW","STANDARD","/","/","/","/","/",{"$error":"#VALUE!"},"to be confirmed",18.5,0,6270,"IF YOU NEED PRICE CONTACT SALES DEPARTMENT"]
[null,"CGT_ATEX_II3DExtcIIICT125","CGT_ATEX","II3DExtcIIICT125","CGT_ATEX_II3DExtcIIICT125/4-1250-9-18,5 kW STANDARD",4,4,0,"1250-9","18,5 kW","STANDARD","/","/","/","/","/",7347,"to be confirmed",18.5,0,5821,""]
[null,"CGT","CGT","ST","CGT/4-1250-9-22 kW STANDARD",4,4,0,"1250-9","22 kW","STANDARD","/","/","/","/","/",5510,"3weeks",22,0,1731,""]
[null,"CGT","CGT","ST","CGT/4-1250-9-22 kW IE3",4,4,0,"1250-9","22 kW","IE3","/","/","/","/","/",5769,"4weeks",22,0,5777,""]
[null,"CGT_ATEX_II2GExdIICT4","CGT_ATEX","II2GExdIICT4","CGT_ATEX_II2GExdIICT4/4-1250-9-22 kW STANDARD",4,4,0,"1250-9","22 kW","STANDARD","/","/","/","/","/",10881,"to be confirmed",22,0,5935," PTC VERSION + 318,33 & DELIVERY TIME 7 WEEKS"]
[null,"CGT_ATEX_II2GExdIIBT4","CGT_ATEX","II2GExdIIBT4","CGT_ATEX_II2GExdIIBT4/4-1250-9-22 kW STANDARD",4,4,0,"1250-9","22 kW","STANDARD","/","/","/","/","/",9911,"to be confirmed",22,0,5813," PTC VERSION + 318,33 & DELIVERY TIME 7 WEEKS"]
[null,"CGT_ATEX_II2GExdIIBT5","CGT_ATEX","II2GExdIIBT5","CGT_ATEX_II2GExdIIBT5/4-1250-9-22 kW STANDARD",4,4,0,"1250-9","22 kW","STANDARD","/","/","/","/","/",9911,"to be confirmed",22,0,6221," PTC VERSION + 318,33 & DELIVERY TIME 7 WEEKS"]
[null,"CGT_ATEX_II2GExeIIT3","CGT_ATEX","II2GExeIIT3","CGT_ATEX_II2GExeIIT3/4-1250-9-22 kW STANDARD",4,4,0,"1250-9","22 kW","STANDARD","/","/","/","/","/",9744,"to be confirmed",22,0,6260,""]
[null,"CGT_ATEX_II3DExtcIIICT125","CGT_ATEX","II3DExtcIIICT125","CGT_ATEX_II3DExtcIIICT125/4-1250-9-22 kW STANDARD",4,4,0,"1250-9","22 kW","STANDARD","/","/","/","/","/",8118,"to be confirmed",22,0,5940,""]
[null,"CGT","CGT","ST","CGT/4-1250-9-30 kW IE3",4,4,0,"1250-9","30 kW","IE3","/","/","/","/","/",6840,"4weeks",30,0,6096,""]
[null,"CGT","CGT","ST","CGT/4-1250-9-30 kW STANDARD",4,4,0,"1250-9","30 kW","STANDARD","/","/","/","/","/",6145,"3weeks",30,0,1732,""]
[null,"CGT_ATEX_II2GExdIICT4","CGT_ATEX","II2GExdIICT4","CGT_ATEX_II2GExdIICT4/4-1250-9-30 kW STANDARD",4,4,0,"1250-9","30 kW","STANDARD","/","/","/","/","/",12963,"to be confirmed",30,0,5846," PTC VERSION + 318,33 & DELIVERY TIME 7 WEEKS"]
[null,"CGT_ATEX_II2GExdIIBT4","CGT_ATEX","II2GExdIIBT4","CGT_ATEX_II2GExdIIBT4/4-1250-9-30 kW STANDARD",4,4,0,"1250-9","30 kW","STANDARD","/","/","/","/","/",11722,"to be confirmed",30,0,6067," PTC VERSION + 318,33 & DELIVERY TIME 7 WEEKS"]
[null,"CGT_ATEX_II2GExdIIBT5","CGT_ATEX","II2GExdIIBT5","CGT_ATEX_II2GExdIIBT5/4-1250-9-30 kW STANDARD",4,4,0,"1250-9","30 kW","STANDARD","/","/","/","/","/",11722,"to be confirmed",30,0,5799," PTC VERSION + 318,33 & DELIVERY TIME 7 WEEKS"]
[null,"CGT_ATEX_II2GExeIIT3","CGT_ATEX","II2GExeIIT3","CGT_ATEX_II2GExeIIT3/4-1250-9-30 kW STANDARD",4,4,0,"1250-9","30 kW","STANDARD","/","/","/","/","/",{"$error":"#VALUE!"},{"$error":"#N/A"},30,0,6015,"IF YOU NEED PRICE CONTACT SALES DEPARTMENT"]
[null,"CGT_ATEX_II3DExtcIIICT125","CGT_ATEX","II3DExtcIIICT125","CGT_ATEX_II3DExtcIIICT125/4-1250-9-30 kW STANDARD",4,4,0,"1250-9","30 kW","STANDARD","/","/","/","/","/",10571,"to be confirmed",30,0,6020,""]
[null,"CGT","CGT","ST","CGT/4-1250-9-37 kW IE3",4,4,0,"1250-9","37 kW","IE3","/","/","/","/","/",7596,"4weeks",37,0,5911,""]
[null,"CGT","CGT","ST","CGT/4-1250-9-37 kW STANDARD",4,4,0,"1250-9","37 kW","STANDARD","/","/","/","/","/",7229,"4weeks",37,0,1733,""]
[null,"CGT_ATEX_II2GExdIICT4","CGT_ATEX","II2GExdIICT4","CGT_ATEX_II2GExdIICT4/4-1250-9-37 kW STANDARD",4,4,0,"1250-9","37 kW","STANDARD","/","/","/","/","/",15138,"to be confirmed",37,0,6013," PTC VERSION + 318,33 & DELIVERY TIME 7 WEEKS"]
[null,"CGT_ATEX_II2GExdIIBT4","CGT_ATEX","II2GExdIIBT4","CGT_ATEX_II2GExdIIBT4/4-1250-9-37 kW STANDARD",4,4,0,"1250-9","37 kW","STANDARD","/","/","/","/","/",13613,"to be confirmed",37,0,6038," PTC VERSION + 318,33 & DELIVERY TIME 7 WEEKS"]
[null,"CGT_ATEX_II2GExdIIBT5","CGT_ATEX","II2GExdIIBT5","CGT_ATEX_II2GExdIIBT5/4-1250-9-37 kW STANDARD",4,4,0,"1250-9","37 kW","STANDARD","/","/","/","/","/",13613,"to be confirmed",37,0,5865," PTC VERSION + 318,33 & DELIVERY TIME 7 WEEKS"]
[null,"CGT_ATEX_II2GExeIIT3","CGT_ATEX","II2GExeIIT3","CGT_ATEX_II2GExeIIT3/4-1250-9-37 kW STANDARD",4,4,0,"1250-9","37 kW","STANDARD","/","/","/","/","/",{"$error":"#VALUE!"},{"$error":"#N/A"},37,0,6229,"IF YOU NEED PRICE CONTACT SALES DEPARTMENT"]
[null,"CGT_ATEX_II3DExtcIIICT125","CGT_ATEX","II3DExtcIIICT125","CGT_ATEX_II3DExtcIIICT125/4-1250-9-37 kW STANDARD",4,4,0,"1250-9","37 kW","STANDARD","/","/","/","/","/",11855,"to be confirmed",37,0,5877,""]
[null,"CGT","CGT","ST","CGT/4-1250-9-45 kW STANDARD",4,4,0,"1250-9","45 kW","STANDARD","/","/","/","/","/",7803,"4weeks",45,0,1734,""]
[null,"CGT","CGT","ST","CGT/4-1250-9-45 kW IE3",4,4,0,"1250-9","45 kW","IE3","/","/","/","/","/",8222,"4weeks",45,0,6137,""]
[null,"CGT_ATEX_II2GExdIICT4","CGT_ATEX","II2GExdIICT4","CGT_ATEX_II2GExdIICT4/4-1250-9-45 kW STANDARD",4,4,0,"1250-9","45 kW","STANDARD","/","/","/","/","/",16745,"to be confirmed",45,0,5866," PTC VERSION + 318,33 & DELIVERY TIME 7 WEEKS"]
[null,"CGT_ATEX_II2GExdIIBT4","CGT_ATEX","II2GExdIIBT4","CGT_ATEX_II2GExdIIBT4/4-1250-9-45 kW STANDARD",4,4,0,"1250-9","45 kW","STANDARD","/","/","/","/","/",15010,"to be confirmed",45,0,5942," PTC VERSION + 318,33 & DELIVERY TIME 7 WEEKS"]
[null,"CGT_ATEX_II2GExdIIBT5","CGT_ATEX","II2GExdIIBT5","CGT_ATEX_II2GExdIIBT5/4-1250-9-45 kW STANDARD",4,4,0,"1250-9","45 kW","STANDARD","/","/","/","/","/",15010,"to be confirmed",45,0,5776," PTC VERSION + 318,33 & DELIVERY TIME 7 WEEKS"]
[null,"CGT_ATEX_II2GExeIIT3","CGT_ATEX","II2GExeIIT3","CGT_ATEX_II2GExeIIT3/4-1250-9-45 kW STANDARD",4,4,0,"1250-9","45 kW","STANDARD","/","/","/","/","/",{"$error":"#VALUE!"},{"$error":"#N/A"},45,0,5973,"IF YOU NEED PRICE CONTACT SALES DEPARTMENT"]
[null,"CGT_ATEX_II3DExtcIIICT125","CGT_ATEX","II3DExtcIIICT125","CGT_ATEX_II3DExtcIIICT125/4-1250-9-45 kW STANDARD",4,4,0,"1250-9","45 kW","STANDARD","/","/","/","/","/",13333,"to be confirmed",45,0,6199,""]
[null,"CGT","CGT","ST","CGT/4-400-6-0,25 kW STANDARD",4,4,0,"400-6","0,25 kW","STANDARD","/","/","/","/","/",807,"3weeks",0.25,0,1716,""]
[null,"CGT","CGT","ST","CGT/4-450-6-0,37 kW STANDARD",4,4,0,"450-6","0,37 kW","STANDARD","/","/","/","/","/",848,"3weeks",0.37,0,1717,""]
[null,"CGT_ATEX_II2GExdIICT4","CGT_ATEX","II2GExdIICT4","CGT_ATEX_II2GExdIICT4/4-450-6-0,37 kW STANDARD",4,4,0,"450-6","0,37 kW","STANDARD","/","/","/","/","/",1627,"3weeks",0.37,0,6225," PTC VERSION + 123,33 & DELIVERY TIME 7 WEEKS"]
[null,"CGT_ATEX_II2GExdIIBT4","CGT_ATEX","II2GExdIIBT4","CGT_ATEX_II2GExdIIBT4/4-450-6-0,37 kW STANDARD",4,4,0,"450-6","0,37 kW","STANDARD","/","/","/","/","/",1516,"3weeks",0.37,0,5790," PTC VERSION + 123,33 & DELIVERY TIME 7 WEEKS"]
[null,"CGT_ATEX_II2GExdIIBT5","CGT_ATEX","II2GExdIIBT5","CGT_ATEX_II2GExdIIBT5/4-450-6-0,37 kW STANDARD",4,4,0,"450-6","0,37 kW","STANDARD","/","/","/","/","/",1516,"3weeks",0.37,0,5840," PTC VERSION + 123,33 & DELIVERY TIME 7 WEEKS"]
[null,"CGT","CGT","ST","CGT/4-450-6-0,55 kW STANDARD",4,4,0,"450-6","0,55 kW","STANDARD","/","/","/","/","/",851,"3weeks",0.55000000000000004,0,1718,""]
[null,"CGT_ATEX_II2GExdIICT4","CGT_ATEX","II2GExdIICT4","CGT_ATEX_II2GExdIICT4/4-450-6-0,55 kW STANDARD",4,4,0,"450-6","0,55 kW","STANDARD","/","/","/","/","/",1635,"3weeks",0.55000000000000004,0,5791," PTC VERSION + 123,33 & DELIVERY TIME 7 WEEKS"]
[null,"CGT_ATEX_II2GExdIIBT4","CGT_ATEX","II2GExdIIBT4","CGT_ATEX_II2GExdIIBT4/4-450-6-0,55 kW STANDARD",4,4,0,"450-6","0,55 kW","STANDARD","/","/","/","/","/",1558,"3weeks",0.55000000000000004,0,5858," PTC VERSION + 123,33 & DELIVERY TIME 7 WEEKS"]
[null,"CGT_ATEX_II2GExdIIBT5","CGT_ATEX","II2GExdIIBT5","CGT_ATEX_II2GExdIIBT5/4-450-6-0,55 kW STANDARD",4,4,0,"450-6","0,55 kW","STANDARD","/","/","/","/","/",1558,"3weeks",0.55000000000000004,0,5787," PTC VERSION + 123,33 & DELIVERY TIME 7 WEEKS"]
[null,"CGT_ATEX_II2GExeIIT3","CGT_ATEX","II2GExeIIT3","CGT_ATEX_II2GExeIIT3/4-450-6-0,55 kW STANDARD",4,4,0,"450-6","0,55 kW","STANDARD","/","/","/","/","/",1181,"3weeks",0.55000000000000004,0,6280,""]
[null,"CGT_ATEX_II3DExtcIIICT125","CGT_ATEX","II3DExtcIIICT125","CGT_ATEX_II3DExtcIIICT125/4-450-6-0,55 kW STANDARD",4,4,0,"450-6","0,55 kW","STANDARD","/","/","/","/","/",1695,"to be confirmed",0.55000000000000004,0,5801,""]
[null,"CGT","CGT","ST","CGT/4-500-6-0,55 kW STANDARD",4,4,0,"500-6","0,55 kW","STANDARD","/","/","/","/","/",880,"3weeks",0.55000000000000004,0,1718,""]
[null,"CGT_ATEX_II2GExdIICT4","CGT_ATEX","II2GExdIICT4","CGT_ATEX_II2GExdIICT4/4-500-6-0,55 kW STANDARD",4,4,0,"500-6","0,55 kW","STANDARD","/","/","/","/","/",1667,"3weeks",0.55000000000000004,0,5791," PTC VERSION + 123,33 & DELIVERY TIME 7 WEEKS"]
[null,"CGT_ATEX_II2GExdIIBT4","CGT_ATEX","II2GExdIIBT4","CGT_ATEX_II2GExdIIBT4/4-500-6-0,55 kW STANDARD",4,4,0,"500-6","0,55 kW","STANDARD","/","/","/","/","/",1590,"3weeks",0.55000000000000004,0,5858," PTC VERSION + 123,33 & DELIVERY TIME 7 WEEKS"]
[null,"CGT_ATEX_II2GExdIIBT5","CGT_ATEX","II2GExdIIBT5","CGT_ATEX_II2GExdIIBT5/4-500-6-0,55 kW STANDARD",4,4,0,"500-6","0,55 kW","STANDARD","/","/","/","/","/",1590,"3weeks",0.55000000000000004,0,5787," PTC VERSION + 123,33 & DELIVERY TIME 7 WEEKS"]
[null,"CGT_ATEX_II2GExeIIT3","CGT_ATEX","II2GExeIIT3","CGT_ATEX_II2GExeIIT3/4-500-6-0,55 kW STANDARD",4,4,0,"500-6","0,55 kW","STANDARD","/","/","/","/","/",1212,"3weeks",0.55000000000000004,0,6280,""]
[null,"CGT_ATEX_II3DExtcIIICT125","CGT_ATEX","II3DExtcIIICT125","CGT_ATEX_II3DExtcIIICT125/4-500-6-0,55 kW STANDARD",4,4,0,"500-6","0,55 kW","STANDARD","/","/","/","/","/",1728,"to be confirmed",0.55000000000000004,0,5801,""]
[null,"CGT","CGT","ST","CGT/4-500-6-0,75 kW IE3",4,4,0,"500-6","0,75 kW","IE3","/","/","/","/","/",909,"to be confirmed",0.75,0,5859,""]
[null,"CGT","CGT","ST","CGT/4-500-6-0,75 kW STANDARD",4,4,0,"500-6","0,75 kW","STANDARD","/","/","/","/","/",887,"3weeks",0.75,0,1719,""]
[null,"CGT_ATEX_II2GExdIICT4","CGT_ATEX","II2GExdIICT4","CGT_ATEX_II2GExdIICT4/4-500-6-0,75 kW STANDARD",4,4,0,"500-6","0,75 kW","STANDARD","/","/","/","/","/",1751,"3weeks",0.75,0,5822," PTC VERSION + 123,33 & DELIVERY TIME 7 WEEKS"]
[null,"CGT_ATEX_II2GExdIIBT4","CGT_ATEX","II2GExdIIBT4","CGT_ATEX_II2GExdIIBT4/4-500-6-0,75 kW STANDARD",4,4,0,"500-6","0,75 kW","STANDARD","/","/","/","/","/",1628,"3weeks",0.75,0,6245," PTC VERSION + 123,33 & DELIVERY TIME 7 WEEKS"]
[null,"CGT_ATEX_II2GExdIIBT5","CGT_ATEX","II2GExdIIBT5","CGT_ATEX_II2GExdIIBT5/4-500-6-0,75 kW STANDARD",4,4,0,"500-6","0,75 kW","STANDARD","/","/","/","/","/",1628,"3weeks",0.75,0,6271," PTC VERSION + 123,33 & DELIVERY TIME 7 WEEKS"]
[null,"CGT_ATEX_II2GExeIIT3","CGT_ATEX","II2GExeIIT3","CGT_ATEX_II2GExeIIT3/4-500-6-0,75 kW STANDARD",4,4,0,"500-6","0,75 kW","STANDARD","/","/","/","/","/",1241,"3weeks",0.75,0,5810,""]
[null,"CGT_ATEX_II3DExtcIIICT125","CGT_ATEX","II3DExtcIIICT125","CGT_ATEX_II3DExtcIIICT125/4-500-6-0,75 kW STANDARD",4,4,0,"500-6","0,75 kW","STANDARD","/","/","/","/","/",1773,"to be confirmed",0.75,0,6176,""]
[null,"CGT","CGT","ST","CGT/4-500-6-1,1 kW STANDARD",4,4,0,"500-6","1,1 kW","STANDARD","/","/","/","/","/",905,"3weeks",1.1000000000000001,0,1720,""]
[null,"CGT_ATEX_II2GExdIICT4","CGT_ATEX","II2GExdIICT4","CGT_ATEX_II2GExdIICT4/4-500-6-1,1 kW STANDARD",4,4,0,"500-6","1,1 kW","STANDARD","/","/","/","/","/",1897,"3weeks",1.1000000000000001,0,5963," PTC VERSION + 148,33 & DELIVERY TIME 7 WEEKS"]
[null,"CGT_ATEX_II2GExdIIBT4","CGT_ATEX","II2GExdIIBT4","CGT_ATEX_II2GExdIIBT4/4-500-6-1,1 kW STANDARD",4,4,0,"500-6","1,1 kW","STANDARD","/","/","/","/","/",1758,"3weeks",1.1000000000000001,0,6027," PTC VERSION + 148,33 & DELIVERY TIME 7 WEEKS"]
[null,"CGT_ATEX_II2GExdIIBT5","CGT_ATEX","II2GExdIIBT5","CGT_ATEX_II2GExdIIBT5/4-500-6-1,1 kW STANDARD",4,4,0,"500-6","1,1 kW","STANDARD","/","/","/","/","/",1758,"3weeks",1.1000000000000001,0,6107," PTC VERSION + 148,33 & DELIVERY TIME 7 WEEKS"]
[null,"CGT_ATEX_II2GExeIIT3","CGT_ATEX","II2GExeIIT3","CGT_ATEX_II2GExeIIT3/4-500-6-1,1 kW STANDARD",4,4,0,"500-6","1,1 kW","STANDARD","/","/","/","/","/",1340,"3weeks",1.1000000000000001,0,5793,""]
[null,"CGT_ATEX_II3DExtcIIICT125","CGT_ATEX","II3DExtcIIICT125","CGT_ATEX_II3DExtcIIICT125/4-500-6-1,1 kW STANDARD",4,4,0,"500-6","1,1 kW","STANDARD","/","/","/","/","/",1882,"to be confirmed",1.1000000000000001,0,5839,""]
[null,"CGT","CGT","ST","CGT/4-560-6-0,55 kW STANDARD",4,4,0,"560-6","0,55 kW","STANDARD","/","/","/","/","/",992,"3weeks",0.55000000000000004,0,1718,""]
[null,"CGT_ATEX_II2GExdIICT4","CGT_ATEX","II2GExdIICT4","CGT_ATEX_II2GExdIICT4/4-560-6-0,55 kW STANDARD",4,4,0,"560-6","0,55 kW","STANDARD","/","/","/","/","/",1787,"3weeks",0.55000000000000004,0,5791," PTC VERSION + 123,33 & DELIVERY TIME 7 WEEKS"]
[null,"CGT_ATEX_II2GExdIIBT4","CGT_ATEX","II2GExdIIBT4","CGT_ATEX_II2GExdIIBT4/4-560-6-0,55 kW STANDARD",4,4,0,"560-6","0,55 kW","STANDARD","/","/","/","/","/",1710,"3weeks",0.55000000000000004,0,5858," PTC VERSION + 123,33 & DELIVERY TIME 7 WEEKS"]
[null,"CGT_ATEX_II2GExdIIBT5","CGT_ATEX","II2GExdIIBT5","CGT_ATEX_II2GExdIIBT5/4-560-6-0,55 kW STANDARD",4,4,0,"560-6","0,55 kW","STANDARD","/","/","/","/","/",1710,"3weeks",0.55000000000000004,0,5787," PTC VERSION + 123,33 & DELIVERY TIME 7 WEEKS"]
[null,"CGT_ATEX_II2GExeIIT3","CGT_ATEX","II2GExeIIT3","CGT_ATEX_II2GExeIIT3/4-560-6-0,55 kW STANDARD",4,4,0,"560-6","0,55 kW","STANDARD","/","/","/","/","/",1333,"3weeks",0.55000000000000004,0,6280,""]
[null,"CGT_ATEX_II3DExtcIIICT125","CGT_ATEX","II3DExtcIIICT125","CGT_ATEX_II3DExtcIIICT125/4-560-6-0,55 kW STANDARD",4,4,0,"560-6","0,55 kW","STANDARD","/","/","/","/","/",1847,"to be confirmed",0.55000000000000004,0,5801,""]
[null,"CGT","CGT","ST","CGT/4-560-6-0,75 kW IE3",4,4,0,"560-6","0,75 kW","IE3","/","/","/","/","/",1019,"to be confirmed",0.75,0,5859,""]
[null,"CGT","CGT","ST","CGT/4-560-6-0,75 kW STANDARD",4,4,0,"560-6","0,75 kW","STANDARD","/","/","/","/","/",997,"3weeks",0.75,0,1719,""]
[null,"CGT_ATEX_II2GExdIICT4","CGT_ATEX","II2GExdIICT4","CGT_ATEX_II2GExdIICT4/4-560-6-0,75 kW STANDARD",4,4,0,"560-6","0,75 kW","STANDARD","/","/","/","/","/",1871,"3weeks",0.75,0,5822," PTC VERSION + 123,33 & DELIVERY TIME 7 WEEKS"]
[null,"CGT_ATEX_II2GExdIIBT4","CGT_ATEX","II2GExdIIBT4","CGT_ATEX_II2GExdIIBT4/4-560-6-0,75 kW STANDARD",4,4,0,"560-6","0,75 kW","STANDARD","/","/","/","/","/",1748,"3weeks",0.75,0,6245," PTC VERSION + 123,33 & DELIVERY TIME 7 WEEKS"]
[null,"CGT_ATEX_II2GExdIIBT5","CGT_ATEX","II2GExdIIBT5","CGT_ATEX_II2GExdIIBT5/4-560-6-0,75 kW STANDARD",4,4,0,"560-6","0,75 kW","STANDARD","/","/","/","/","/",1748,"3weeks",0.75,0,6271," PTC VERSION + 123,33 & DELIVERY TIME 7 WEEKS"]
[null,"CGT_ATEX_II2GExeIIT3","CGT_ATEX","II2GExeIIT3","CGT_ATEX_II2GExeIIT3/4-560-6-0,75 kW STANDARD",4,4,0,"560-6","0,75 kW","STANDARD","/","/","/","/","/",1360,"3weeks",0.75,0,5810,""]
[null,"CGT_ATEX_II3DExtcIIICT125","CGT_ATEX","II3DExtcIIICT125","CGT_ATEX_II3DExtcIIICT125/4-560-6-0,75 kW STANDARD",4,4,0,"560-6","0,75 kW","STANDARD","/","/","/","/","/",1893,"to be confirmed",0.75,0,6176,""]
[null,"CGT","CGT","ST","CGT/4-560-6-1,1 kW STANDARD",4,4,0,"560-6","1,1 kW","STANDARD","/","/","/","/","/",1015,"3weeks",1.1000000000000001,0,1720,""]
[null,"CGT_ATEX_II2GExdIICT4","CGT_ATEX","II2GExdIICT4","CGT_ATEX_II2GExdIICT4/4-560-6-1,1 kW STANDARD",4,4,0,"560-6","1,1 kW","STANDARD","/","/","/","/","/",2016,"3weeks",1.1000000000000001,0,5963," PTC VERSION + 148,33 & DELIVERY TIME 7 WEEKS"]
[null,"CGT_ATEX_II2GExdIIBT4","CGT_ATEX","II2GExdIIBT4","CGT_ATEX_II2GExdIIBT4/4-560-6-1,1 kW STANDARD",4,4,0,"560-6","1,1 kW","STANDARD","/","/","/","/","/",1878,"3weeks",1.1000000000000001,0,6027," PTC VERSION + 148,33 & DELIVERY TIME 7 WEEKS"]
[null,"CGT_ATEX_II2GExdIIBT5","CGT_ATEX","II2GExdIIBT5","CGT_ATEX_II2GExdIIBT5/4-560-6-1,1 kW STANDARD",4,4,0,"560-6","1,1 kW","STANDARD","/","/","/","/","/",1878,"3weeks",1.1000000000000001,0,6107," PTC VERSION + 148,33 & DELIVERY TIME 7 WEEKS"]
[null,"CGT_ATEX_II2GExeIIT3","CGT_ATEX","II2GExeIIT3","CGT_ATEX_II2GExeIIT3/4-560-6-1,1 kW STANDARD",4,4,0,"560-6","1,1 kW","STANDARD","/","/","/","/","/",1460,"3weeks",1.1000000000000001,0,5793,""]
[null,"CGT_ATEX_II3DExtcIIICT125","CGT_ATEX","II3DExtcIIICT125","CGT_ATEX_II3DExtcIIICT125/4-560-6-1,1 kW STANDARD",4,4,0,"560-6","1,1 kW","STANDARD","/","/","/","/","/",2002,"to be confirmed",1.1000000000000001,0,5839,""]
[null,"CGT","CGT","ST","CGT/4-560-6-1,5 kW STANDARD",4,4,0,"560-6","1,5 kW","STANDARD","/","/","/","/","/",1045,"3weeks",1.5,0,1721,""]
[null,"CGT","CGT","ST","CGT/4-560-6-1,5 kW IE3",4,4,0,"560-6","1,5 kW","IE3","/","/","/","/","/",1083,"to be confirmed",1.5,0,6256,""]
[null,"CGT_ATEX_II2GExdIICT4","CGT_ATEX","II2GExdIICT4","CGT_ATEX_II2GExdIICT4/4-560-6-1,5 kW STANDARD",4,4,0,"560-6","1,5 kW","STANDARD","/","/","/","/","/",2137,"3weeks",1.5,0,5888," PTC VERSION + 148,33 & DELIVERY TIME 7 WEEKS"]
[null,"CGT_ATEX_II2GExdIIBT4","CGT_ATEX","II2GExdIIBT4","CGT_ATEX_II2GExdIIBT4/4-560-6-1,5 kW STANDARD",4,4,0,"560-6","1,5 kW","STANDARD","/","/","/","/","/",1984,"3weeks",1.5,0,5905," PTC VERSION + 148,33 & DELIVERY TIME 7 WEEKS"]
[null,"CGT_ATEX_II2GExdIIBT5","CGT_ATEX","II2GExdIIBT5","CGT_ATEX_II2GExdIIBT5/4-560-6-1,5 kW STANDARD",4,4,0,"560-6","1,5 kW","STANDARD","/","/","/","/","/",1984,"3weeks",1.5,0,6219," PTC VERSION + 148,33 & DELIVERY TIME 7 WEEKS"]
[null,"CGT_ATEX_II2GExeIIT3","CGT_ATEX","II2GExeIIT3","CGT_ATEX_II2GExeIIT3/4-560-6-1,5 kW STANDARD",4,4,0,"560-6","1,5 kW","STANDARD","/","/","/","/","/",1519,"3weeks",1.5,0,6117,""]
[null,"CGT_ATEX_II3DExtcIIICT125","CGT_ATEX","II3DExtcIIICT125","CGT_ATEX_II3DExtcIIICT125/4-560-6-1,5 kW STANDARD",4,4,0,"560-6","1,5 kW","STANDARD","/","/","/","/","/",2111,"to be confirmed",1.5,0,5894,""]
[null,"CGT","CGT","ST","CGT/4-560-6-2,2 kW STANDARD",4,4,0,"560-6","2,2 kW","STANDARD","/","/","/","/","/",1098,"3weeks",2.2000000000000002,0,1722,""]
[null,"CGT","CGT","ST","CGT/4-560-6-2,2 kW IE3",4,4,0,"560-6","2,2 kW","IE3","/","/","/","/","/",1144,"to be confirmed",2.2000000000000002,0,6268,""]
[null,"CGT_ATEX_II3DExtcIIICT125","CGT_ATEX","II3DExtcIIICT125","CGT_ATEX_II3DExtcIIICT125/4-560-6-2,2 kW STANDARD",4,4,0,"560-6","2,2 kW","STANDARD","/","/","/","/","/",2262,"to be confirmed",2.2000000000000002,0,6156,""]
[null,"CGT","CGT","ST","CGT/4-630-6-0,75 kW STANDARD",4,4,0,"630-6","0,75 kW","STANDARD","/","/","/","/","/",1070,"3weeks",0.75,0,1719,""]
[null,"CGT","CGT","ST","CGT/4-630-6-0,75 kW IE3",4,4,0,"630-6","0,75 kW","IE3","/","/","/","/","/",1092,"to be confirmed",0.75,0,5859,""]
[null,"CGT_ATEX_II2GExdIICT4","CGT_ATEX","II2GExdIICT4","CGT_ATEX_II2GExdIICT4/4-630-6-0,75 kW STANDARD",4,4,0,"630-6","0,75 kW","STANDARD","/","/","/","/","/",1950,"3weeks",0.75,0,5822," PTC VERSION + 123,33 & DELIVERY TIME 7 WEEKS"]
[null,"CGT_ATEX_II2GExdIIBT4","CGT_ATEX","II2GExdIIBT4","CGT_ATEX_II2GExdIIBT4/4-630-6-0,75 kW STANDARD",4,4,0,"630-6","0,75 kW","STANDARD","/","/","/","/","/",1827,"3weeks",0.75,0,6245," PTC VERSION + 123,33 & DELIVERY TIME 7 WEEKS"]
[null,"CGT_ATEX_II2GExdIIBT5","CGT_ATEX","II2GExdIIBT5","CGT_ATEX_II2GExdIIBT5/4-630-6-0,75 kW STANDARD",4,4,0,"630-6","0,75 kW","STANDARD","/","/","/","/","/",1827,"3weeks",0.75,0,6271," PTC VERSION + 123,33 & DELIVERY TIME 7 WEEKS"]
[null,"CGT_ATEX_II2GExeIIT3","CGT_ATEX","II2GExeIIT3","CGT_ATEX_II2GExeIIT3/4-630-6-0,75 kW STANDARD",4,4,0,"630-6","0,75 kW","STANDARD","/","/","/","/","/",1440,"3weeks",0.75,0,5810,""]
[null,"CGT_ATEX_II3DExtcIIICT125","CGT_ATEX","II3DExtcIIICT125","CGT_ATEX_II3DExtcIIICT125/4-630-6-0,75 kW STANDARD",4,4,0,"630-6","0,75 kW","STANDARD","/","/","/","/","/",1972,"to be confirmed",0.75,0,6176,""]
[null,"CGT","CGT","ST","CGT/4-630-6-1,1 kW STANDARD",4,4,0,"630-6","1,1 kW","STANDARD","/","/","/","/","/",1088,"3weeks",1.1000000000000001,0,1720,""]
[null,"CGT_ATEX_II2GExdIICT4","CGT_ATEX","II2GExdIICT4","CGT_ATEX_II2GExdIICT4/4-630-6-1,1 kW STANDARD",4,4,0,"630-6","1,1 kW","STANDARD","/","/","/","/","/",2096,"3weeks",1.1000000000000001,0,5963," PTC VERSION + 148,33 & DELIVERY TIME 7 WEEKS"]
[null,"CGT_ATEX_II2GExdIIBT4","CGT_ATEX","II2GExdIIBT4","CGT_ATEX_II2GExdIIBT4/4-630-6-1,1 kW STANDARD",4,4,0,"630-6","1,1 kW","STANDARD","/","/","/","/","/",1958,"3weeks",1.1000000000000001,0,6027," PTC VERSION + 148,33 & DELIVERY TIME 7 WEEKS"]
[null,"CGT_ATEX_II2GExdIIBT5","CGT_ATEX","II2GExdIIBT5","CGT_ATEX_II2GExdIIBT5/4-630-6-1,1 kW STANDARD",4,4,0,"630-6","1,1 kW","STANDARD","/","/","/","/","/",1958,"3weeks",1.1000000000000001,0,6107," PTC VERSION + 148,33 & DELIVERY TIME 7 WEEKS"]
[null,"CGT_ATEX_II2GExeIIT3","CGT_ATEX","II2GExeIIT3","CGT_ATEX_II2GExeIIT3/4-630-6-1,1 kW STANDARD",4,4,0,"630-6","1,1 kW","STANDARD","/","/","/","/","/",1540,"3weeks",1.1000000000000001,0,5793,""]
[null,"CGT_ATEX_II3DExtcIIICT125","CGT_ATEX","II3DExtcIIICT125","CGT_ATEX_II3DExtcIIICT125/4-630-6-1,1 kW STANDARD",4,4,0,"630-6","1,1 kW","STANDARD","/","/","/","/","/",2082,"to be confirmed",1.1000000000000001,0,5839,""]
[null,"CGT","CGT","ST","CGT/4-630-6-1,5 kW STANDARD",4,4,0,"630-6","1,5 kW","STANDARD","/","/","/","/","/",1120,"3weeks",1.5,0,1721,""]
[null,"CGT","CGT","ST","CGT/4-630-6-1,5 kW IE3",4,4,0,"630-6","1,5 kW","IE3","/","/","/","/","/",1157,"to be confirmed",1.5,0,6256,""]
[null,"CGT_ATEX_II2GExdIICT4","CGT_ATEX","II2GExdIICT4","CGT_ATEX_II2GExdIICT4/4-630-6-1,5 kW STANDARD",4,4,0,"630-6","1,5 kW","STANDARD","/","/","/","/","/",2217,"3weeks",1.5,0,5888," PTC VERSION + 148,33 & DELIVERY TIME 7 WEEKS"]
[null,"CGT_ATEX_II2GExdIIBT4","CGT_ATEX","II2GExdIIBT4","CGT_ATEX_II2GExdIIBT4/4-630-6-1,5 kW STANDARD",4,4,0,"630-6","1,5 kW","STANDARD","/","/","/","/","/",2064,"3weeks",1.5,0,5905," PTC VERSION + 148,33 & DELIVERY TIME 7 WEEKS"]
[null,"CGT_ATEX_II2GExdIIBT5","CGT_ATEX","II2GExdIIBT5","CGT_ATEX_II2GExdIIBT5/4-630-6-1,5 kW STANDARD",4,4,0,"630-6","1,5 kW","STANDARD","/","/","/","/","/",2064,"3weeks",1.5,0,6219," PTC VERSION + 148,33 & DELIVERY TIME 7 WEEKS"]
[null,"CGT_ATEX_II2GExeIIT3","CGT_ATEX","II2GExeIIT3","CGT_ATEX_II2GExeIIT3/4-630-6-1,5 kW STANDARD",4,4,0,"630-6","1,5 kW","STANDARD","/","/","/","/","/",1599,"3weeks",1.5,0,6117,""]
[null,"CGT_ATEX_II3DExtcIIICT125","CGT_ATEX","II3DExtcIIICT125","CGT_ATEX_II3DExtcIIICT125/4-630-6-1,5 kW STANDARD",4,4,0,"630-6","1,5 kW","STANDARD","/","/","/","/","/",2191,"to be confirmed",1.5,0,5894,""]
[null,"CGT","CGT","ST","CGT/4-630-6-2,2 kW IE3",4,4,0,"630-6","2,2 kW","IE3","/","/","/","/","/",1217,"to be confirmed",2.2000000000000002,0,6268,""]
[null,"CGT","CGT","ST","CGT/4-630-6-2,2 kW STANDARD",4,4,0,"630-6","2,2 kW","STANDARD","/","/","/","/","/",1172,"3weeks",2.2000000000000002,0,1722,""]
[null,"CGT_ATEX_II2GExdIICT4","CGT_ATEX","II2GExdIICT4","CGT_ATEX_II2GExdIICT4/4-630-6-2,2 kW STANDARD",4,4,0,"630-6","2,2 kW","STANDARD","/","/","/","/","/",2453,"3weeks",2.2000000000000002,0,6153," PTC VERSION + 148,33 & DELIVERY TIME 7 WEEKS"]
[null,"CGT_ATEX_II2GExdIIBT4","CGT_ATEX","II2GExdIIBT4","CGT_ATEX_II2GExdIIBT4/4-630-6-2,2 kW STANDARD",4,4,0,"630-6","2,2 kW","STANDARD","/","/","/","/","/",2266,"3weeks",2.2000000000000002,0,5991," PTC VERSION + 148,33 & DELIVERY TIME 7 WEEKS"]
[null,"CGT_ATEX_II2GExdIIBT5","CGT_ATEX","II2GExdIIBT5","CGT_ATEX_II2GExdIIBT5/4-630-6-2,2 kW STANDARD",4,4,0,"630-6","2,2 kW","STANDARD","/","/","/","/","/",2266,"3weeks",2.2000000000000002,0,6293," PTC VERSION + 148,33 & DELIVERY TIME 7 WEEKS"]
[null,"CGT_ATEX_II2GExeIIT3","CGT_ATEX","II2GExeIIT3","CGT_ATEX_II2GExeIIT3/4-630-6-2,2 kW STANDARD",4,4,0,"630-6","2,2 kW","STANDARD","/","/","/","/","/",1813,"3weeks",2.2000000000000002,0,6082,""]
[null,"CGT_ATEX_II3DExtcIIICT125","CGT_ATEX","II3DExtcIIICT125","CGT_ATEX_II3DExtcIIICT125/4-630-6-2,2 kW STANDARD",4,4,0,"630-6","2,2 kW","STANDARD","/","/","/","/","/",2342,"to be confirmed",2.2000000000000002,0,6156,""]
[null,"CGT","CGT","ST","CGT/4-630-6-3 kW IE3",4,4,0,"630-6","3 kW","IE3","/","/","/","/","/",1279,"to be confirmed",3,0,6213,""]
[null,"CGT","CGT","ST","CGT/4-630-6-3 kW STANDARD",4,4,0,"630-6","3 kW","STANDARD","/","/","/","/","/",1224,"3weeks",3,0,1723,""]
[null,"CGT_ATEX_II2GExdIICT4","CGT_ATEX","II2GExdIICT4","CGT_ATEX_II2GExdIICT4/4-630-6-3 kW STANDARD",4,4,0,"630-6","3 kW","STANDARD","/","/","/","/","/",2742,"3weeks",3,0,6203," PTC VERSION + 148,33 & DELIVERY TIME 7 WEEKS"]
[null,"CGT_ATEX_II2GExdIIBT4","CGT_ATEX","II2GExdIIBT4","CGT_ATEX_II2GExdIIBT4/4-630-6-3 kW STANDARD",4,4,0,"630-6","3 kW","STANDARD","/","/","/","/","/",2517,"3weeks",3,0,6227," PTC VERSION + 148,33 & DELIVERY TIME 7 WEEKS"]
[null,"CGT_ATEX_II2GExdIIBT5","CGT_ATEX","II2GExdIIBT5","CGT_ATEX_II2GExdIIBT5/4-630-6-3 kW STANDARD",4,4,0,"630-6","3 kW","STANDARD","/","/","/","/","/",2517,"3weeks",3,0,6101," PTC VERSION + 148,33 & DELIVERY TIME 7 WEEKS"]
[null,"CGT_ATEX_II2GExeIIT3","CGT_ATEX","II2GExeIIT3","CGT_ATEX_II2GExeIIT3/4-630-6-3 kW STANDARD",4,4,0,"630-6","3 kW","STANDARD","/","/","/","/","/",1872,"3weeks",3,0,6192,""]
[null,"CGT_ATEX_II3DExtcIIICT125","CGT_ATEX","II3DExtcIIICT125","CGT_ATEX_II3DExtcIIICT125/4-630-6-3 kW STANDARD",4,4,0,"630-6","3 kW","STANDARD","/","/","/","/","/",2567,"to be confirmed",3,0,5992,""]
[null,"CGT","CGT","ST","CGT/4-710-3-0,75 kW IE3",4,4,0,"710-3","0,75 kW","IE3","/","/","/","/","/",1115,"to be confirmed",0.75,0,5859,""]
[null,"CGT","CGT","ST","CGT/4-710-3-0,75 kW STANDARD",4,4,0,"710-3","0,75 kW","STANDARD","/","/","/","/","/",1092,"3weeks",0.75,0,1719,""]
[null,"CGT_ATEX_II2GExdIICT4","CGT_ATEX","II2GExdIICT4","CGT_ATEX_II2GExdIICT4/4-710-3-0,75 kW STANDARD",4,4,0,"710-3","0,75 kW","STANDARD","/","/","/","/","/",1974,"3weeks",0.75,0,5822," PTC VERSION + 123,33 & DELIVERY TIME 7 WEEKS"]
[null,"CGT_ATEX_II2GExdIIBT4","CGT_ATEX","II2GExdIIBT4","CGT_ATEX_II2GExdIIBT4/4-710-3-0,75 kW STANDARD",4,4,0,"710-3","0,75 kW","STANDARD","/","/","/","/","/",1852,"3weeks",0.75,0,6245," PTC VERSION + 123,33 & DELIVERY TIME 7 WEEKS"]
[null,"CGT_ATEX_II2GExdIIBT5","CGT_ATEX","II2GExdIIBT5","CGT_ATEX_II2GExdIIBT5/4-710-3-0,75 kW STANDARD",4,4,0,"710-3","0,75 kW","STANDARD","/","/","/","/","/",1852,"3weeks",0.75,0,6271," PTC VERSION + 123,33 & DELIVERY TIME 7 WEEKS"]
[null,"CGT_ATEX_II2GExeIIT3","CGT_ATEX","II2GExeIIT3","CGT_ATEX_II2GExeIIT3/4-710-3-0,75 kW STANDARD",4,4,0,"710-3","0,75 kW","STANDARD","/","/","/","/","/",1464,"3weeks",0.75,0,5810,""]
[null,"CGT_ATEX_II3DExtcIIICT125","CGT_ATEX","II3DExtcIIICT125","CGT_ATEX_II3DExtcIIICT125/4-710-3-0,75 kW STANDARD",4,4,0,"710-3","0,75 kW","STANDARD","/","/","/","/","/",1997,"to be confirmed",0.75,0,6176,""]
[null,"CGT","CGT","ST","CGT/4-710-3-1,1 kW STANDARD",4,4,0,"710-3","1,1 kW","STANDARD","/","/","/","/","/",1110,"3weeks",1.1000000000000001,0,1720,""]
[null,"CGT_ATEX_II2GExdIICT4","CGT_ATEX","II2GExdIICT4","CGT_ATEX_II2GExdIICT4/4-710-3-1,1 kW STANDARD",4,4,0,"710-3","1,1 kW","STANDARD","/","/","/","/","/",2120,"3weeks",1.1000000000000001,0,5963," PTC VERSION + 148,33 & DELIVERY TIME 7 WEEKS"]
[null,"CGT_ATEX_II2GExdIIBT4","CGT_ATEX","II2GExdIIBT4","CGT_ATEX_II2GExdIIBT4/4-710-3-1,1 kW STANDARD",4,4,0,"710-3","1,1 kW","STANDARD","/","/","/","/","/",1982,"3weeks",1.1000000000000001,0,6027," PTC VERSION + 148,33 & DELIVERY TIME 7 WEEKS"]
[null,"CGT_ATEX_II2GExdIIBT5","CGT_ATEX","II2GExdIIBT5","CGT_ATEX_II2GExdIIBT5/4-710-3-1,1 kW STANDARD",4,4,0,"710-3","1,1 kW","STANDARD","/","/","/","/","/",1982,"3weeks",1.1000000000000001,0,6107," PTC VERSION + 148,33 & DELIVERY TIME 7 WEEKS"]
[null,"CGT_ATEX_II2GExeIIT3","CGT_ATEX","II2GExeIIT3","CGT_ATEX_II2GExeIIT3/4-710-3-1,1 kW STANDARD",4,4,0,"710-3","1,1 kW","STANDARD","/","/","/","/","/",1564,"3weeks",1.1000000000000001,0,5793,""]
[null,"CGT_ATEX_II3DExtcIIICT125","CGT_ATEX","II3DExtcIIICT125","CGT_ATEX_II3DExtcIIICT125/4-710-3-1,1 kW STANDARD",4,4,0,"710-3","1,1 kW","STANDARD","/","/","/","/","/",2106,"to be confirmed",1.1000000000000001,0,5839,""]
[null,"CGT","CGT","ST","CGT/4-710-3-1,5 kW STANDARD",4,4,0,"710-3","1,5 kW","STANDARD","/","/","/","/","/",1142,"3weeks",1.5,0,1721,""]
[null,"CGT","CGT","ST","CGT/4-710-3-1,5 kW IE3",4,4,0,"710-3","1,5 kW","IE3","/","/","/","/","/",1179,"to be confirmed",1.5,0,6256,""]
[null,"CGT_ATEX_II2GExdIICT4","CGT_ATEX","II2GExdIICT4","CGT_ATEX_II2GExdIICT4/4-710-3-1,5 kW STANDARD",4,4,0,"710-3","1,5 kW","STANDARD","/","/","/","/","/",2241,"3weeks",1.5,0,5888," PTC VERSION + 148,33 & DELIVERY TIME 7 WEEKS"]
[null,"CGT_ATEX_II2GExdIIBT4","CGT_ATEX","II2GExdIIBT4","CGT_ATEX_II2GExdIIBT4/4-710-3-1,5 kW STANDARD",4,4,0,"710-3","1,5 kW","STANDARD","/","/","/","/","/",2088,"3weeks",1.5,0,5905," PTC VERSION + 148,33 & DELIVERY TIME 7 WEEKS"]
[null,"CGT_ATEX_II2GExdIIBT5","CGT_ATEX","II2GExdIIBT5","CGT_ATEX_II2GExdIIBT5/4-710-3-1,5 kW STANDARD",4,4,0,"710-3","1,5 kW","STANDARD","/","/","/","/","/",2088,"3weeks",1.5,0,6219," PTC VERSION + 148,33 & DELIVERY TIME 7 WEEKS"]
[null,"CGT_ATEX_II2GExeIIT3","CGT_ATEX","II2GExeIIT3","CGT_ATEX_II2GExeIIT3/4-710-3-1,5 kW STANDARD",4,4,0,"710-3","1,5 kW","STANDARD","/","/","/","/","/",1623,"3weeks",1.5,0,6117,""]
[null,"CGT_ATEX_II3DExtcIIICT125","CGT_ATEX","II3DExtcIIICT125","CGT_ATEX_II3DExtcIIICT125/4-710-3-1,5 kW STANDARD",4,4,0,"710-3","1,5 kW","STANDARD","/","/","/","/","/",2215,"to be confirmed",1.5,0,5894,""]
[null,"CGT","CGT","ST","CGT/4-710-3-2,2 kW STANDARD",4,4,0,"710-3","2,2 kW","STANDARD","/","/","/","/","/",1193,"3weeks",2.2000000000000002,0,1722,""]
[null,"CGT","CGT","ST","CGT/4-710-3-2,2 kW IE3",4,4,0,"710-3","2,2 kW","IE3","/","/","/","/","/",1239,"to be confirmed",2.2000000000000002,0,6268,""]
[null,"CGT_ATEX_II2GExdIICT4","CGT_ATEX","II2GExdIICT4","CGT_ATEX_II2GExdIICT4/4-710-3-2,2 kW STANDARD",4,4,0,"710-3","2,2 kW","STANDARD","/","/","/","/","/",2477,"3weeks",2.2000000000000002,0,6153," PTC VERSION + 148,33 & DELIVERY TIME 7 WEEKS"]
[null,"CGT_ATEX_II2GExdIIBT4","CGT_ATEX","II2GExdIIBT4","CGT_ATEX_II2GExdIIBT4/4-710-3-2,2 kW STANDARD",4,4,0,"710-3","2,2 kW","STANDARD","/","/","/","/","/",2291,"3weeks",2.2000000000000002,0,5991," PTC VERSION + 148,33 & DELIVERY TIME 7 WEEKS"]
[null,"CGT_ATEX_II2GExdIIBT5","CGT_ATEX","II2GExdIIBT5","CGT_ATEX_II2GExdIIBT5/4-710-3-2,2 kW STANDARD",4,4,0,"710-3","2,2 kW","STANDARD","/","/","/","/","/",2291,"3weeks",2.2000000000000002,0,6293," PTC VERSION + 148,33 & DELIVERY TIME 7 WEEKS"]
[null,"CGT_ATEX_II2GExeIIT3","CGT_ATEX","II2GExeIIT3","CGT_ATEX_II2GExeIIT3/4-710-3-2,2 kW STANDARD",4,4,0,"710-3","2,2 kW","STANDARD","/","/","/","/","/",1837,"3weeks",2.2000000000000002,0,6082,""]
[null,"CGT_ATEX_II3DExtcIIICT125","CGT_ATEX","II3DExtcIIICT125","CGT_ATEX_II3DExtcIIICT125/4-710-3-2,2 kW STANDARD",4,4,0,"710-3","2,2 kW","STANDARD","/","/","/","/","/",2366,"to be confirmed",2.2000000000000002,0,6156,""]
[null,"CGT","CGT","ST","CGT/4-710-3-3 kW STANDARD",4,4,0,"710-3","3 kW","STANDARD","/","/","/","/","/",1246,"3weeks",3,0,1723,""]
[null,"CGT","CGT","ST","CGT/4-710-3-3 kW IE3",4,4,0,"710-3","3 kW","IE3","/","/","/","/","/",1301,"to be confirmed",3,0,6213,""]
[null,"CGT_ATEX_II2GExdIICT4","CGT_ATEX","II2GExdIICT4","CGT_ATEX_II2GExdIICT4/4-710-3-3 kW STANDARD",4,4,0,"710-3","3 kW","STANDARD","/","/","/","/","/",2766,"3weeks",3,0,6203," PTC VERSION + 148,33 & DELIVERY TIME 7 WEEKS"]
[null,"CGT_ATEX_II2GExdIIBT4","CGT_ATEX","II2GExdIIBT4","CGT_ATEX_II2GExdIIBT4/4-710-3-3 kW STANDARD",4,4,0,"710-3","3 kW","STANDARD","/","/","/","/","/",2541,"3weeks",3,0,6227," PTC VERSION + 148,33 & DELIVERY TIME 7 WEEKS"]
[null,"CGT_ATEX_II2GExdIIBT5","CGT_ATEX","II2GExdIIBT5","CGT_ATEX_II2GExdIIBT5/4-710-3-3 kW STANDARD",4,4,0,"710-3","3 kW","STANDARD","/","/","/","/","/",2541,"3weeks",3,0,6101," PTC VERSION + 148,33 & DELIVERY TIME 7 WEEKS"]
[null,"CGT_ATEX_II2GExeIIT3","CGT_ATEX","II2GExeIIT3","CGT_ATEX_II2GExeIIT3/4-710-3-3 kW STANDARD",4,4,0,"710-3","3 kW","STANDARD","/","/","/","/","/",1896,"3weeks",3,0,6192,""]
[null,"CGT_ATEX_II3DExtcIIICT125","CGT_ATEX","II3DExtcIIICT125","CGT_ATEX_II3DExtcIIICT125/4-710-3-3 kW STANDARD",4,4,0,"710-3","3 kW","STANDARD","/","/","/","/","/",2591,"to be confirmed",3,0,5992,""]
[null,"CGT","CGT","ST","CGT/4-710-6-1,1 kW STANDARD",4,4,0,"710-6","1,1 kW","STANDARD","/","/","/","/","/",1207,"3weeks",1.1000000000000001,0,1720,""]
[null,"CGT_ATEX_II2GExdIICT4","CGT_ATEX","II2GExdIICT4","CGT_ATEX_II2GExdIICT4/4-710-6-1,1 kW STANDARD",4,4,0,"710-6","1,1 kW","STANDARD","/","/","/","/","/",2224,"3weeks",1.1000000000000001,0,5963," PTC VERSION + 148,33 & DELIVERY TIME 7 WEEKS"]
[null,"CGT_ATEX_II2GExdIIBT4","CGT_ATEX","II2GExdIIBT4","CGT_ATEX_II2GExdIIBT4/4-710-6-1,1 kW STANDARD",4,4,0,"710-6","1,1 kW","STANDARD","/","/","/","/","/",2086,"3weeks",1.1000000000000001,0,6027," PTC VERSION + 148,33 & DELIVERY TIME 7 WEEKS"]
[null,"CGT_ATEX_II2GExdIIBT5","CGT_ATEX","II2GExdIIBT5","CGT_ATEX_II2GExdIIBT5/4-710-6-1,1 kW STANDARD",4,4,0,"710-6","1,1 kW","STANDARD","/","/","/","/","/",2086,"3weeks",1.1000000000000001,0,6107," PTC VERSION + 148,33 & DELIVERY TIME 7 WEEKS"]
[null,"CGT_ATEX_II2GExeIIT3","CGT_ATEX","II2GExeIIT3","CGT_ATEX_II2GExeIIT3/4-710-6-1,1 kW STANDARD",4,4,0,"710-6","1,1 kW","STANDARD","/","/","/","/","/",1668,"3weeks",1.1000000000000001,0,5793,""]
[null,"CGT_ATEX_II3DExtcIIICT125","CGT_ATEX","II3DExtcIIICT125","CGT_ATEX_II3DExtcIIICT125/4-710-6-1,1 kW STANDARD",4,4,0,"710-6","1,1 kW","STANDARD","/","/","/","/","/",2210,"to be confirmed",1.1000000000000001,0,5839,""]
[null,"CGT","CGT","ST","CGT/4-710-6-1,5 kW STANDARD",4,4,0,"710-6","1,5 kW","STANDARD","/","/","/","/","/",1237,"3weeks",1.5,0,1721,""]
[null,"CGT","CGT","ST","CGT/4-710-6-1,5 kW IE3",4,4,0,"710-6","1,5 kW","IE3","/","/","/","/","/",1274,"to be confirmed",1.5,0,6256,""]
[null,"CGT_ATEX_II2GExdIICT4","CGT_ATEX","II2GExdIICT4","CGT_ATEX_II2GExdIICT4/4-710-6-1,5 kW STANDARD",4,4,0,"710-6","1,5 kW","STANDARD","/","/","/","/","/",2345,"3weeks",1.5,0,5888," PTC VERSION + 148,33 & DELIVERY TIME 7 WEEKS"]
[null,"CGT_ATEX_II2GExdIIBT4","CGT_ATEX","II2GExdIIBT4","CGT_ATEX_II2GExdIIBT4/4-710-6-1,5 kW STANDARD",4,4,0,"710-6","1,5 kW","STANDARD","/","/","/","/","/",2192,"3weeks",1.5,0,5905," PTC VERSION + 148,33 & DELIVERY TIME 7 WEEKS"]
[null,"CGT_ATEX_II2GExdIIBT5","CGT_ATEX","II2GExdIIBT5","CGT_ATEX_II2GExdIIBT5/4-710-6-1,5 kW STANDARD",4,4,0,"710-6","1,5 kW","STANDARD","/","/","/","/","/",2192,"3weeks",1.5,0,6219," PTC VERSION + 148,33 & DELIVERY TIME 7 WEEKS"]
[null,"CGT_ATEX_II2GExeIIT3","CGT_ATEX","II2GExeIIT3","CGT_ATEX_II2GExeIIT3/4-710-6-1,5 kW STANDARD",4,4,0,"710-6","1,5 kW","STANDARD","/","/","/","/","/",1727,"3weeks",1.5,0,6117,""]
[null,"CGT_ATEX_II3DExtcIIICT125","CGT_ATEX","II3DExtcIIICT125","CGT_ATEX_II3DExtcIIICT125/4-710-6-1,5 kW STANDARD",4,4,0,"710-6","1,5 kW","STANDARD","/","/","/","/","/",2319,"to be confirmed",1.5,0,5894,""]
[null,"CGT","CGT","ST","CGT/4-710-6-2,2 kW STANDARD",4,4,0,"710-6","2,2 kW","STANDARD","/","/","/","/","/",1290,"3weeks",2.2000000000000002,0,1722,""]
[null,"CGT","CGT","ST","CGT/4-710-6-2,2 kW IE3",4,4,0,"710-6","2,2 kW","IE3","/","/","/","/","/",1336,"to be confirmed",2.2000000000000002,0,6268,""]
[null,"CGT_ATEX_II2GExdIICT4","CGT_ATEX","II2GExdIICT4","CGT_ATEX_II2GExdIICT4/4-710-6-2,2 kW STANDARD",4,4,0,"710-6","2,2 kW","STANDARD","/","/","/","/","/",2581,"3weeks",2.2000000000000002,0,6153," PTC VERSION + 148,33 & DELIVERY TIME 7 WEEKS"]
[null,"CGT_ATEX_II2GExdIIBT4","CGT_ATEX","II2GExdIIBT4","CGT_ATEX_II2GExdIIBT4/4-710-6-2,2 kW STANDARD",4,4,0,"710-6","2,2 kW","STANDARD","/","/","/","/","/",2394,"3weeks",2.2000000000000002,0,5991," PTC VERSION + 148,33 & DELIVERY TIME 7 WEEKS"]
[null,"CGT_ATEX_II2GExdIIBT5","CGT_ATEX","II2GExdIIBT5","CGT_ATEX_II2GExdIIBT5/4-710-6-2,2 kW STANDARD",4,4,0,"710-6","2,2 kW","STANDARD","/","/","/","/","/",2394,"3weeks",2.2000000000000002,0,6293," PTC VERSION + 148,33 & DELIVERY TIME 7 WEEKS"]
[null,"CGT_ATEX_II2GExeIIT3","CGT_ATEX","II2GExeIIT3","CGT_ATEX_II2GExeIIT3/4-710-6-2,2 kW STANDARD",4,4,0,"710-6","2,2 kW","STANDARD","/","/","/","/","/",1941,"3weeks",2.2000000000000002,0,6082,""]
[null,"CGT_ATEX_II3DExtcIIICT125","CGT_ATEX","II3DExtcIIICT125","CGT_ATEX_II3DExtcIIICT125/4-710-6-2,2 kW STANDARD",4,4,0,"710-6","2,2 kW","STANDARD","/","/","/","/","/",2470,"to be confirmed",2.2000000000000002,0,6156,""]
[null,"CGT","CGT","ST","CGT/4-710-6-3 kW IE3",4,4,0,"710-6","3 kW","IE3","/","/","/","/","/",1397,"to be confirmed",3,0,6213,""]
[null,"CGT","CGT","ST","CGT/4-710-6-3 kW STANDARD",4,4,0,"710-6","3 kW","STANDARD","/","/","/","/","/",1342,"3weeks",3,0,1723,""]
[null,"CGT_ATEX_II2GExdIICT4","CGT_ATEX","II2GExdIICT4","CGT_ATEX_II2GExdIICT4/4-710-6-3 kW STANDARD",4,4,0,"710-6","3 kW","STANDARD","/","/","/","/","/",2870,"3weeks",3,0,6203," PTC VERSION + 148,33 & DELIVERY TIME 7 WEEKS"]
[null,"CGT_ATEX_II2GExdIIBT4","CGT_ATEX","II2GExdIIBT4","CGT_ATEX_II2GExdIIBT4/4-710-6-3 kW STANDARD",4,4,0,"710-6","3 kW","STANDARD","/","/","/","/","/",2645,"3weeks",3,0,6227," PTC VERSION + 148,33 & DELIVERY TIME 7 WEEKS"]
[null,"CGT_ATEX_II2GExdIIBT5","CGT_ATEX","II2GExdIIBT5","CGT_ATEX_II2GExdIIBT5/4-710-6-3 kW STANDARD",4,4,0,"710-6","3 kW","STANDARD","/","/","/","/","/",2645,"3weeks",3,0,6101," PTC VERSION + 148,33 & DELIVERY TIME 7 WEEKS"]
[null,"CGT_ATEX_II2GExeIIT3","CGT_ATEX","II2GExeIIT3","CGT_ATEX_II2GExeIIT3/4-710-6-3 kW STANDARD",4,4,0,"710-6","3 kW","STANDARD","/","/","/","/","/",2000,"3weeks",3,0,6192,""]
[null,"CGT_ATEX_II3DExtcIIICT125","CGT_ATEX","II3DExtcIIICT125","CGT_ATEX_II3DExtcIIICT125/4-710-6-3 kW STANDARD",4,4,0,"710-6","3 kW","STANDARD","/","/","/","/","/",2695,"to be confirmed",3,0,5992,""]
[null,"CGT","CGT","ST","CGT/4-710-6-4 kW STANDARD",4,4,0,"710-6","4 kW","STANDARD","/","/","/","/","/",1440,"3weeks",4,0,1724,""]
[null,"CGT","CGT","ST","CGT/4-710-6-4 kW IE3",4,4,0,"710-6","4 kW","IE3","/","/","/","/","/",1504,"to be confirmed",4,0,5913,""]
[null,"CGT_ATEX_II2GExdIICT4","CGT_ATEX","II2GExdIICT4","CGT_ATEX_II2GExdIICT4/4-710-6-4 kW STANDARD",4,4,0,"710-6","4 kW","STANDARD","/","/","/","/","/",3347,"3weeks",4,0,5785," PTC VERSION + 148,33 & DELIVERY TIME 7 WEEKS"]
[null,"CGT_ATEX_II2GExdIIBT4","CGT_ATEX","II2GExdIIBT4","CGT_ATEX_II2GExdIIBT4/4-710-6-4 kW STANDARD",4,4,0,"710-6","4 kW","STANDARD","/","/","/","/","/",3058,"3weeks",4,0,6146," PTC VERSION + 148,33 & DELIVERY TIME 7 WEEKS"]
[null,"CGT_ATEX_II2GExdIIBT5","CGT_ATEX","II2GExdIIBT5","CGT_ATEX_II2GExdIIBT5/4-710-6-4 kW STANDARD",4,4,0,"710-6","4 kW","STANDARD","/","/","/","/","/",3058,"3weeks",4,0,5796," PTC VERSION + 148,33 & DELIVERY TIME 7 WEEKS"]
[null,"CGT_ATEX_II2GExeIIT3","CGT_ATEX","II2GExeIIT3","CGT_ATEX_II2GExeIIT3/4-710-6-4 kW STANDARD",4,4,0,"710-6","4 kW","STANDARD","/","/","/","/","/",2255,"3weeks",4,0,6173,""]
[null,"CGT_ATEX_II3DExtcIIICT125","CGT_ATEX","II3DExtcIIICT125","CGT_ATEX_II3DExtcIIICT125/4-710-6-4 kW STANDARD",4,4,0,"710-6","4 kW","STANDARD","/","/","/","/","/",2888,"to be confirmed",4,0,6250,""]
[null,"CGT","CGT","ST","CGT/4-800-3-1,1 kW STANDARD",4,4,0,"800-3","1,1 kW","STANDARD","/","/","/","/","/",1343,"3weeks",1.1000000000000001,0,1720,""]
[null,"CGT_ATEX_II2GExdIICT4","CGT_ATEX","II2GExdIICT4","CGT_ATEX_II2GExdIICT4/4-800-3-1,1 kW STANDARD",4,4,0,"800-3","1,1 kW","STANDARD","/","/","/","/","/",2372,"3weeks",1.1000000000000001,0,5963," PTC VERSION + 148,33 & DELIVERY TIME 7 WEEKS"]
[null,"CGT_ATEX_II2GExdIIBT4","CGT_ATEX","II2GExdIIBT4","CGT_ATEX_II2GExdIIBT4/4-800-3-1,1 kW STANDARD",4,4,0,"800-3","1,1 kW","STANDARD","/","/","/","/","/",2234,"3weeks",1.1000000000000001,0,6027," PTC VERSION + 148,33 & DELIVERY TIME 7 WEEKS"]
[null,"CGT_ATEX_II2GExdIIBT5","CGT_ATEX","II2GExdIIBT5","CGT_ATEX_II2GExdIIBT5/4-800-3-1,1 kW STANDARD",4,4,0,"800-3","1,1 kW","STANDARD","/","/","/","/","/",2234,"3weeks",1.1000000000000001,0,6107," PTC VERSION + 148,33 & DELIVERY TIME 7 WEEKS"]
[null,"CGT_ATEX_II2GExeIIT3","CGT_ATEX","II2GExeIIT3","CGT_ATEX_II2GExeIIT3/4-800-3-1,1 kW STANDARD",4,4,0,"800-3","1,1 kW","STANDARD","/","/","/","/","/",1816,"3weeks",1.1000000000000001,0,5793,""]
[null,"CGT_ATEX_II3DExtcIIICT125","CGT_ATEX","II3DExtcIIICT125","CGT_ATEX_II3DExtcIIICT125/4-800-3-1,1 kW STANDARD",4,4,0,"800-3","1,1 kW","STANDARD","/","/","/","/","/",2358,"to be confirmed",1.1000000000000001,0,5839,""]
[null,"CGT","CGT","ST","CGT/4-800-3-1,5 kW STANDARD",4,4,0,"800-3","1,5 kW","STANDARD","/","/","/","/","/",1374,"3weeks",1.5,0,1721,""]
[null,"CGT","CGT","ST","CGT/4-800-3-1,5 kW IE3",4,4,0,"800-3","1,5 kW","IE3","/","/","/","/","/",1412,"to be confirmed",1.5,0,6256,""]
[null,"CGT_ATEX_II2GExdIICT4","CGT_ATEX","II2GExdIICT4","CGT_ATEX_II2GExdIICT4/4-800-3-1,5 kW STANDARD",4,4,0,"800-3","1,5 kW","STANDARD","/","/","/","/","/",2493,"3weeks",1.5,0,5888," PTC VERSION + 148,33 & DELIVERY TIME 7 WEEKS"]
[null,"CGT_ATEX_II2GExdIIBT4","CGT_ATEX","II2GExdIIBT4","CGT_ATEX_II2GExdIIBT4/4-800-3-1,5 kW STANDARD",4,4,0,"800-3","1,5 kW","STANDARD","/","/","/","/","/",2340,"3weeks",1.5,0,5905," PTC VERSION + 148,33 & DELIVERY TIME 7 WEEKS"]
[null,"CGT_ATEX_II2GExdIIBT5","CGT_ATEX","II2GExdIIBT5","CGT_ATEX_II2GExdIIBT5/4-800-3-1,5 kW STANDARD",4,4,0,"800-3","1,5 kW","STANDARD","/","/","/","/","/",2340,"3weeks",1.5,0,6219," PTC VERSION + 148,33 & DELIVERY TIME 7 WEEKS"]
[null,"CGT_ATEX_II2GExeIIT3","CGT_ATEX","II2GExeIIT3","CGT_ATEX_II2GExeIIT3/4-800-3-1,5 kW STANDARD",4,4,0,"800-3","1,5 kW","STANDARD","/","/","/","/","/",1875,"3weeks",1.5,0,6117,""]
[null,"CGT_ATEX_II3DExtcIIICT125","CGT_ATEX","II3DExtcIIICT125","CGT_ATEX_II3DExtcIIICT125/4-800-3-1,5 kW STANDARD",4,4,0,"800-3","1,5 kW","STANDARD","/","/","/","/","/",2467,"to be confirmed",1.5,0,5894,""]
[null,"CGT","CGT","ST","CGT/4-800-3-2,2 kW STANDARD",4,4,0,"800-3","2,2 kW","STANDARD","/","/","/","/","/",1426,"3weeks",2.2000000000000002,0,1722,""]
[null,"CGT","CGT","ST","CGT/4-800-3-2,2 kW IE3",4,4,0,"800-3","2,2 kW","IE3","/","/","/","/","/",1473,"to be confirmed",2.2000000000000002,0,6268,""]
[null,"CGT_ATEX_II2GExdIICT4","CGT_ATEX","II2GExdIICT4","CGT_ATEX_II2GExdIICT4/4-800-3-2,2 kW STANDARD",4,4,0,"800-3","2,2 kW","STANDARD","/","/","/","/","/",2729,"3weeks",2.2000000000000002,0,6153," PTC VERSION + 148,33 & DELIVERY TIME 7 WEEKS"]
[null,"CGT_ATEX_II2GExdIIBT4","CGT_ATEX","II2GExdIIBT4","CGT_ATEX_II2GExdIIBT4/4-800-3-2,2 kW STANDARD",4,4,0,"800-3","2,2 kW","STANDARD","/","/","/","/","/",2543,"3weeks",2.2000000000000002,0,5991," PTC VERSION + 148,33 & DELIVERY TIME 7 WEEKS"]
[null,"CGT_ATEX_II2GExdIIBT5","CGT_ATEX","II2GExdIIBT5","CGT_ATEX_II2GExdIIBT5/4-800-3-2,2 kW STANDARD",4,4,0,"800-3","2,2 kW","STANDARD","/","/","/","/","/",2543,"3weeks",2.2000000000000002,0,6293," PTC VERSION + 148,33 & DELIVERY TIME 7 WEEKS"]
[null,"CGT_ATEX_II2GExeIIT3","CGT_ATEX","II2GExeIIT3","CGT_ATEX_II2GExeIIT3/4-800-3-2,2 kW STANDARD",4,4,0,"800-3","2,2 kW","STANDARD","/","/","/","/","/",2089,"3weeks",2.2000000000000002,0,6082,""]
[null,"CGT_ATEX_II3DExtcIIICT125","CGT_ATEX","II3DExtcIIICT125","CGT_ATEX_II3DExtcIIICT125/4-800-3-2,2 kW STANDARD",4,4,0,"800-3","2,2 kW","STANDARD","/","/","/","/","/",2618,"to be confirmed",2.2000000000000002,0,6156,""]
[null,"CGT","CGT","ST","CGT/4-800-3-3 kW IE3",4,4,0,"800-3","3 kW","IE3","/","/","/","/","/",1533,"to be confirmed",3,0,6213,""]
[null,"CGT","CGT","ST","CGT/4-800-3-3 kW STANDARD",4,4,0,"800-3","3 kW","STANDARD","/","/","/","/","/",1479,"3weeks",3,0,1723,""]
[null,"CGT_ATEX_II2GExdIICT4","CGT_ATEX","II2GExdIICT4","CGT_ATEX_II2GExdIICT4/4-800-3-3 kW STANDARD",4,4,0,"800-3","3 kW","STANDARD","/","/","/","/","/",3018,"3weeks",3,0,6203," PTC VERSION + 148,33 & DELIVERY TIME 7 WEEKS"]
[null,"CGT_ATEX_II2GExdIIBT4","CGT_ATEX","II2GExdIIBT4","CGT_ATEX_II2GExdIIBT4/4-800-3-3 kW STANDARD",4,4,0,"800-3","3 kW","STANDARD","/","/","/","/","/",2793,"3weeks",3,0,6227," PTC VERSION + 148,33 & DELIVERY TIME 7 WEEKS"]
[null,"CGT_ATEX_II2GExdIIBT5","CGT_ATEX","II2GExdIIBT5","CGT_ATEX_II2GExdIIBT5/4-800-3-3 kW STANDARD",4,4,0,"800-3","3 kW","STANDARD","/","/","/","/","/",2793,"3weeks",3,0,6101," PTC VERSION + 148,33 & DELIVERY TIME 7 WEEKS"]
[null,"CGT_ATEX_II2GExeIIT3","CGT_ATEX","II2GExeIIT3","CGT_ATEX_II2GExeIIT3/4-800-3-3 kW STANDARD",4,4,0,"800-3","3 kW","STANDARD","/","/","/","/","/",2148,"3weeks",3,0,6192,""]
[null,"CGT_ATEX_II3DExtcIIICT125","CGT_ATEX","II3DExtcIIICT125","CGT_ATEX_II3DExtcIIICT125/4-800-3-3 kW STANDARD",4,4,0,"800-3","3 kW","STANDARD","/","/","/","/","/",2843,"to be confirmed",3,0,5992,""]
[null,"CGT","CGT","ST","CGT/4-800-3-4 kW STANDARD",4,4,0,"800-3","4 kW","STANDARD","/","/","/","/","/",1577,"3weeks",4,0,1724,""]
[null,"CGT","CGT","ST","CGT/4-800-3-4 kW IE3",4,4,0,"800-3","4 kW","IE3","/","/","/","/","/",1641,"to be confirmed",4,0,5913,""]
[null,"CGT_ATEX_II2GExdIICT4","CGT_ATEX","II2GExdIICT4","CGT_ATEX_II2GExdIICT4/4-800-3-4 kW STANDARD",4,4,0,"800-3","4 kW","STANDARD","/","/","/","/","/",3495,"3weeks",4,0,5785," PTC VERSION + 148,33 & DELIVERY TIME 7 WEEKS"]
[null,"CGT_ATEX_II2GExdIIBT4","CGT_ATEX","II2GExdIIBT4","CGT_ATEX_II2GExdIIBT4/4-800-3-4 kW STANDARD",4,4,0,"800-3","4 kW","STANDARD","/","/","/","/","/",3206,"3weeks",4,0,6146," PTC VERSION + 148,33 & DELIVERY TIME 7 WEEKS"]
[null,"CGT_ATEX_II2GExdIIBT5","CGT_ATEX","II2GExdIIBT5","CGT_ATEX_II2GExdIIBT5/4-800-3-4 kW STANDARD",4,4,0,"800-3","4 kW","STANDARD","/","/","/","/","/",3206,"3weeks",4,0,5796," PTC VERSION + 148,33 & DELIVERY TIME 7 WEEKS"]
[null,"CGT_ATEX_II2GExeIIT3","CGT_ATEX","II2GExeIIT3","CGT_ATEX_II2GExeIIT3/4-800-3-4 kW STANDARD",4,4,0,"800-3","4 kW","STANDARD","/","/","/","/","/",2403,"3weeks",4,0,6173,""]
[null,"CGT_ATEX_II3DExtcIIICT125","CGT_ATEX","II3DExtcIIICT125","CGT_ATEX_II3DExtcIIICT125/4-800-3-4 kW STANDARD",4,4,0,"800-3","4 kW","STANDARD","/","/","/","/","/",3036,"to be confirmed",4,0,6250,""]
[null,"CGT","CGT","ST","CGT/4-800-3-5,5 kW STANDARD",4,4,0,"800-3","5,5 kW","STANDARD","/","/","/","/","/",1678,"3weeks",5.5,0,1725,""]
[null,"CGT","CGT","ST","CGT/4-800-3-5,5 kW IE3",4,4,0,"800-3","5,5 kW","IE3","/","/","/","/","/",1757,"to be confirmed",5.5,0,6291,""]
[null,"CGT_ATEX_II2GExdIICT4","CGT_ATEX","II2GExdIICT4","CGT_ATEX_II2GExdIICT4/4-800-3-5,5 kW STANDARD",4,4,0,"800-3","5,5 kW","STANDARD","/","/","/","/","/",3822,"3weeks",5.5,0,5938," PTC VERSION + 171,67 & DELIVERY TIME 7 WEEKS"]
[null,"CGT_ATEX_II2GExdIIBT4","CGT_ATEX","II2GExdIIBT4","CGT_ATEX_II2GExdIIBT4/4-800-3-5,5 kW STANDARD",4,4,0,"800-3","5,5 kW","STANDARD","/","/","/","/","/",3494,"3weeks",5.5,0,6163," PTC VERSION + 171,67 & DELIVERY TIME 7 WEEKS"]
[null,"CGT_ATEX_II2GExdIIBT5","CGT_ATEX","II2GExdIIBT5","CGT_ATEX_II2GExdIIBT5/4-800-3-5,5 kW STANDARD",4,4,0,"800-3","5,5 kW","STANDARD","/","/","/","/","/",3494,"3weeks",5.5,0,5883," PTC VERSION + 171,67 & DELIVERY TIME 7 WEEKS"]
[null,"CGT_ATEX_II2GExeIIT3","CGT_ATEX","II2GExeIIT3","CGT_ATEX_II2GExeIIT3/4-800-3-5,5 kW STANDARD",4,4,0,"800-3","5,5 kW","STANDARD","/","/","/","/","/",3050,"3weeks",5.5,0,6017,""]
[null,"CGT_ATEX_II3DExtcIIICT125","CGT_ATEX","II3DExtcIIICT125","CGT_ATEX_II3DExtcIIICT125/4-800-3-5,5 kW STANDARD",4,4,0,"800-3","5,5 kW","STANDARD","/","/","/","/","/",3346,"to be confirmed",5.5,0,5931,""]
[null,"CGT","CGT","ST","CGT/4-800-6-1,5 kW STANDARD",4,4,0,"800-6","1,5 kW","STANDARD","/","/","/","/","/",1469,"3weeks",1.5,0,1721,""]
[null,"CGT","CGT","ST","CGT/4-800-6-1,5 kW IE3",4,4,0,"800-6","1,5 kW","IE3","/","/","/","/","/",1507,"to be confirmed",1.5,0,6256,""]
[null,"CGT_ATEX_II2GExdIICT4","CGT_ATEX","II2GExdIICT4","CGT_ATEX_II2GExdIICT4/4-800-6-1,5 kW STANDARD",4,4,0,"800-6","1,5 kW","STANDARD","/","/","/","/","/",2597,"3weeks",1.5,0,5888," PTC VERSION + 148,33 & DELIVERY TIME 7 WEEKS"]
[null,"CGT_ATEX_II2GExdIIBT4","CGT_ATEX","II2GExdIIBT4","CGT_ATEX_II2GExdIIBT4/4-800-6-1,5 kW STANDARD",4,4,0,"800-6","1,5 kW","STANDARD","/","/","/","/","/",2444,"3weeks",1.5,0,5905," PTC VERSION + 148,33 & DELIVERY TIME 7 WEEKS"]
[null,"CGT_ATEX_II2GExdIIBT5","CGT_ATEX","II2GExdIIBT5","CGT_ATEX_II2GExdIIBT5/4-800-6-1,5 kW STANDARD",4,4,0,"800-6","1,5 kW","STANDARD","/","/","/","/","/",2444,"3weeks",1.5,0,6219," PTC VERSION + 148,33 & DELIVERY TIME 7 WEEKS"]
[null,"CGT_ATEX_II2GExeIIT3","CGT_ATEX","II2GExeIIT3","CGT_ATEX_II2GExeIIT3/4-800-6-1,5 kW STANDARD",4,4,0,"800-6","1,5 kW","STANDARD","/","/","/","/","/",1979,"3weeks",1.5,0,6117,""]
[null,"CGT_ATEX_II3DExtcIIICT125","CGT_ATEX","II3DExtcIIICT125","CGT_ATEX_II3DExtcIIICT125/4-800-6-1,5 kW STANDARD",4,4,0,"800-6","1,5 kW","STANDARD","/","/","/","/","/",2571,"to be confirmed",1.5,0,5894,""]
[null,"CGT","CGT","ST","CGT/4-800-6-2,2 kW STANDARD",4,4,0,"800-6","2,2 kW","STANDARD","/","/","/","/","/",1522,"3weeks",2.2000000000000002,0,1722,""]
[null,"CGT","CGT","ST","CGT/4-800-6-2,2 kW IE3",4,4,0,"800-6","2,2 kW","IE3","/","/","/","/","/",1568,"to be confirmed",2.2000000000000002,0,6268,""]
[null,"CGT_ATEX_II2GExdIICT4","CGT_ATEX","II2GExdIICT4","CGT_ATEX_II2GExdIICT4/4-800-6-2,2 kW STANDARD",4,4,0,"800-6","2,2 kW","STANDARD","/","/","/","/","/",2833,"3weeks",2.2000000000000002,0,6153," PTC VERSION + 148,33 & DELIVERY TIME 7 WEEKS"]
[null,"CGT_ATEX_II2GExdIIBT4","CGT_ATEX","II2GExdIIBT4","CGT_ATEX_II2GExdIIBT4/4-800-6-2,2 kW STANDARD",4,4,0,"800-6","2,2 kW","STANDARD","/","/","/","/","/",2646,"3weeks",2.2000000000000002,0,5991," PTC VERSION + 148,33 & DELIVERY TIME 7 WEEKS"]
[null,"CGT_ATEX_II2GExdIIBT5","CGT_ATEX","II2GExdIIBT5","CGT_ATEX_II2GExdIIBT5/4-800-6-2,2 kW STANDARD",4,4,0,"800-6","2,2 kW","STANDARD","/","/","/","/","/",2646,"3weeks",2.2000000000000002,0,6293," PTC VERSION + 148,33 & DELIVERY TIME 7 WEEKS"]
[null,"CGT_ATEX_II2GExeIIT3","CGT_ATEX","II2GExeIIT3","CGT_ATEX_II2GExeIIT3/4-800-6-2,2 kW STANDARD",4,4,0,"800-6","2,2 kW","STANDARD","/","/","/","/","/",2193,"3weeks",2.2000000000000002,0,6082,""]
[null,"CGT_ATEX_II3DExtcIIICT125","CGT_ATEX","II3DExtcIIICT125","CGT_ATEX_II3DExtcIIICT125/4-800-6-2,2 kW STANDARD",4,4,0,"800-6","2,2 kW","STANDARD","/","/","/","/","/",2722,"to be confirmed",2.2000000000000002,0,6156,""]
[null,"CGT","CGT","ST","CGT/4-800-6-3 kW STANDARD",4,4,0,"800-6","3 kW","STANDARD","/","/","/","/","/",1574,"3weeks",3,0,1723,""]
[null,"CGT","CGT","ST","CGT/4-800-6-3 kW IE3",4,4,0,"800-6","3 kW","IE3","/","/","/","/","/",1629,"to be confirmed",3,0,6213,""]
[null,"CGT_ATEX_II2GExdIICT4","CGT_ATEX","II2GExdIICT4","CGT_ATEX_II2GExdIICT4/4-800-6-3 kW STANDARD",4,4,0,"800-6","3 kW","STANDARD","/","/","/","/","/",3122,"3weeks",3,0,6203," PTC VERSION + 148,33 & DELIVERY TIME 7 WEEKS"]
[null,"CGT_ATEX_II2GExdIIBT4","CGT_ATEX","II2GExdIIBT4","CGT_ATEX_II2GExdIIBT4/4-800-6-3 kW STANDARD",4,4,0,"800-6","3 kW","STANDARD","/","/","/","/","/",2897,"3weeks",3,0,6227," PTC VERSION + 148,33 & DELIVERY TIME 7 WEEKS"]
[null,"CGT_ATEX_II2GExdIIBT5","CGT_ATEX","II2GExdIIBT5","CGT_ATEX_II2GExdIIBT5/4-800-6-3 kW STANDARD",4,4,0,"800-6","3 kW","STANDARD","/","/","/","/","/",2897,"3weeks",3,0,6101," PTC VERSION + 148,33 & DELIVERY TIME 7 WEEKS"]
[null,"CGT_ATEX_II2GExeIIT3","CGT_ATEX","II2GExeIIT3","CGT_ATEX_II2GExeIIT3/4-800-6-3 kW STANDARD",4,4,0,"800-6","3 kW","STANDARD","/","/","/","/","/",2252,"3weeks",3,0,6192,""]
[null,"CGT_ATEX_II3DExtcIIICT125","CGT_ATEX","II3DExtcIIICT125","CGT_ATEX_II3DExtcIIICT125/4-800-6-3 kW STANDARD",4,4,0,"800-6","3 kW","STANDARD","/","/","/","/","/",2947,"to be confirmed",3,0,5992,""]
[null,"CGT","CGT","ST","CGT/4-800-6-4 kW IE3",4,4,0,"800-6","4 kW","IE3","/","/","/","/","/",1736,"to be confirmed",4,0,5913,""]
[null,"CGT","CGT","ST","CGT/4-800-6-4 kW STANDARD",4,4,0,"800-6","4 kW","STANDARD","/","/","/","/","/",1673,"3weeks",4,0,1724,""]
[null,"CGT_ATEX_II2GExdIICT4","CGT_ATEX","II2GExdIICT4","CGT_ATEX_II2GExdIICT4/4-800-6-4 kW STANDARD",4,4,0,"800-6","4 kW","STANDARD","/","/","/","/","/",3599,"3weeks",4,0,5785," PTC VERSION + 148,33 & DELIVERY TIME 7 WEEKS"]
[null,"CGT_ATEX_II2GExdIIBT4","CGT_ATEX","II2GExdIIBT4","CGT_ATEX_II2GExdIIBT4/4-800-6-4 kW STANDARD",4,4,0,"800-6","4 kW","STANDARD","/","/","/","/","/",3310,"3weeks",4,0,6146," PTC VERSION + 148,33 & DELIVERY TIME 7 WEEKS"]
[null,"CGT_ATEX_II2GExdIIBT5","CGT_ATEX","II2GExdIIBT5","CGT_ATEX_II2GExdIIBT5/4-800-6-4 kW STANDARD",4,4,0,"800-6","4 kW","STANDARD","/","/","/","/","/",3310,"3weeks",4,0,5796," PTC VERSION + 148,33 & DELIVERY TIME 7 WEEKS"]
[null,"CGT_ATEX_II2GExeIIT3","CGT_ATEX","II2GExeIIT3","CGT_ATEX_II2GExeIIT3/4-800-6-4 kW STANDARD",4,4,0,"800-6","4 kW","STANDARD","/","/","/","/","/",2507,"3weeks",4,0,6173,""]
[null,"CGT_ATEX_II3DExtcIIICT125","CGT_ATEX","II3DExtcIIICT125","CGT_ATEX_II3DExtcIIICT125/4-800-6-4 kW STANDARD",4,4,0,"800-6","4 kW","STANDARD","/","/","/","/","/",3139,"to be confirmed",4,0,6250,""]
[null,"CGT","CGT","ST","CGT/4-800-6-5,5 kW STANDARD",4,4,0,"800-6","5,5 kW","STANDARD","/","/","/","/","/",1775,"3weeks",5.5,0,1725,""]
[null,"CGT","CGT","ST","CGT/4-800-6-5,5 kW IE3",4,4,0,"800-6","5,5 kW","IE3","/","/","/","/","/",1853,"to be confirmed",5.5,0,6291,""]
[null,"CGT_ATEX_II2GExdIICT4","CGT_ATEX","II2GExdIICT4","CGT_ATEX_II2GExdIICT4/4-800-6-5,5 kW STANDARD",4,4,0,"800-6","5,5 kW","STANDARD","/","/","/","/","/",3926,"3weeks",5.5,0,5938," PTC VERSION + 171,67 & DELIVERY TIME 7 WEEKS"]
[null,"CGT_ATEX_II2GExdIIBT4","CGT_ATEX","II2GExdIIBT4","CGT_ATEX_II2GExdIIBT4/4-800-6-5,5 kW STANDARD",4,4,0,"800-6","5,5 kW","STANDARD","/","/","/","/","/",3598,"3weeks",5.5,0,6163," PTC VERSION + 171,67 & DELIVERY TIME 7 WEEKS"]
[null,"CGT_ATEX_II2GExdIIBT5","CGT_ATEX","II2GExdIIBT5","CGT_ATEX_II2GExdIIBT5/4-800-6-5,5 kW STANDARD",4,4,0,"800-6","5,5 kW","STANDARD","/","/","/","/","/",3598,"3weeks",5.5,0,5883," PTC VERSION + 171,67 & DELIVERY TIME 7 WEEKS"]
[null,"CGT_ATEX_II2GExeIIT3","CGT_ATEX","II2GExeIIT3","CGT_ATEX_II2GExeIIT3/4-800-6-5,5 kW STANDARD",4,4,0,"800-6","5,5 kW","STANDARD","/","/","/","/","/",3154,"3weeks",5.5,0,6017,""]
[null,"CGT_ATEX_II3DExtcIIICT125","CGT_ATEX","II3DExtcIIICT125","CGT_ATEX_II3DExtcIIICT125/4-800-6-5,5 kW STANDARD",4,4,0,"800-6","5,5 kW","STANDARD","/","/","/","/","/",3450,"to be confirmed",5.5,0,5931,""]
[null,"CGT","CGT","ST","CGT/4-800-6-7,5 kW IE3",4,4,0,"800-6","7,5 kW","IE3","/","/","/","/","/",1993,"4weeks",7.5,0,6286,""]
[null,"CGT","CGT","ST","CGT/4-800-6-7,5 kW STANDARD",4,4,0,"800-6","7,5 kW","STANDARD","/","/","/","/","/",1897,"3weeks",7.5,0,1726,""]
[null,"CGT_ATEX_II2GExdIICT4","CGT_ATEX","II2GExdIICT4","CGT_ATEX_II2GExdIICT4/4-800-6-7,5 kW STANDARD",4,4,0,"800-6","7,5 kW","STANDARD","/","/","/","/","/",4528,"3weeks",7.5,0,5862," PTC VERSION + 171,67 & DELIVERY TIME 7 WEEKS"]
[null,"CGT_ATEX_II2GExdIIBT4","CGT_ATEX","II2GExdIIBT4","CGT_ATEX_II2GExdIIBT4/4-800-6-7,5 kW STANDARD",4,4,0,"800-6","7,5 kW","STANDARD","/","/","/","/","/",4121,"3weeks",7.5,0,6314," PTC VERSION + 171,67 & DELIVERY TIME 7 WEEKS"]
[null,"CGT_ATEX_II2GExdIIBT5","CGT_ATEX","II2GExdIIBT5","CGT_ATEX_II2GExdIIBT5/4-800-6-7,5 kW STANDARD",4,4,0,"800-6","7,5 kW","STANDARD","/","/","/","/","/",4121,"3weeks",7.5,0,6211," PTC VERSION + 171,67 & DELIVERY TIME 7 WEEKS"]
[null,"CGT_ATEX_II2GExeIIT3","CGT_ATEX","II2GExeIIT3","CGT_ATEX_II2GExeIIT3/4-800-6-7,5 kW STANDARD",4,4,0,"800-6","7,5 kW","STANDARD","/","/","/","/","/",3283,"3weeks",7.5,0,6188,""]
[null,"CGT_ATEX_II3DExtcIIICT125","CGT_ATEX","II3DExtcIIICT125","CGT_ATEX_II3DExtcIIICT125/4-800-6-7,5 kW STANDARD",4,4,0,"800-6","7,5 kW","STANDARD","/","/","/","/","/",3846,"to be confirmed",7.5,0,5962,""]
[null,"CGT_ATEX_II2GExdIICT4","CGT_ATEX","II2GExdIICT4","CGT_ATEX_II2GExdIICT4/4-800-9-2,2 kW STANDARD",4,4,0,"800-9","2,2 kW","STANDARD","/","/","/","/","/",2957,"3weeks",2.2000000000000002,0,6153," PTC VERSION + 148,33 & DELIVERY TIME 7 WEEKS"]
[null,"CGT_ATEX_II2GExdIIBT4","CGT_ATEX","II2GExdIIBT4","CGT_ATEX_II2GExdIIBT4/4-800-9-2,2 kW STANDARD",4,4,0,"800-9","2,2 kW","STANDARD","/","/","/","/","/",2770,"3weeks",2.2000000000000002,0,5991," PTC VERSION + 148,33 & DELIVERY TIME 7 WEEKS"]
[null,"CGT_ATEX_II2GExdIIBT5","CGT_ATEX","II2GExdIIBT5","CGT_ATEX_II2GExdIIBT5/4-800-9-2,2 kW STANDARD",4,4,0,"800-9","2,2 kW","STANDARD","/","/","/","/","/",2770,"3weeks",2.2000000000000002,0,6293," PTC VERSION + 148,33 & DELIVERY TIME 7 WEEKS"]
[null,"CGT_ATEX_II2GExeIIT3","CGT_ATEX","II2GExeIIT3","CGT_ATEX_II2GExeIIT3/4-800-9-2,2 kW STANDARD",4,4,0,"800-9","2,2 kW","STANDARD","/","/","/","/","/",2317,"3weeks",2.2000000000000002,0,6082,""]
[null,"CGT_ATEX_II3DExtcIIICT125","CGT_ATEX","II3DExtcIIICT125","CGT_ATEX_II3DExtcIIICT125/4-800-9-2,2 kW STANDARD",4,4,0,"800-9","2,2 kW","STANDARD","/","/","/","/","/",2846,"to be confirmed",2.2000000000000002,0,6156,""]
[null,"CGT_ATEX_II2GExdIICT4","CGT_ATEX","II2GExdIICT4","CGT_ATEX_II2GExdIICT4/4-800-9-3 kW STANDARD",4,4,0,"800-9","3 kW","STANDARD","/","/","/","/","/",3246,"3weeks",3,0,6203," PTC VERSION + 148,33 & DELIVERY TIME 7 WEEKS"]
[null,"CGT_ATEX_II2GExdIIBT4","CGT_ATEX","II2GExdIIBT4","CGT_ATEX_II2GExdIIBT4/4-800-9-3 kW STANDARD",4,4,0,"800-9","3 kW","STANDARD","/","/","/","/","/",3021,"3weeks",3,0,6227," PTC VERSION + 148,33 & DELIVERY TIME 7 WEEKS"]
[null,"CGT_ATEX_II2GExdIIBT5","CGT_ATEX","II2GExdIIBT5","CGT_ATEX_II2GExdIIBT5/4-800-9-3 kW STANDARD",4,4,0,"800-9","3 kW","STANDARD","/","/","/","/","/",3021,"3weeks",3,0,6101," PTC VERSION + 148,33 & DELIVERY TIME 7 WEEKS"]
[null,"CGT_ATEX_II2GExeIIT3","CGT_ATEX","II2GExeIIT3","CGT_ATEX_II2GExeIIT3/4-800-9-3 kW STANDARD",4,4,0,"800-9","3 kW","STANDARD","/","/","/","/","/",2376,"3weeks",3,0,6192,""]
[null,"CGT_ATEX_II3DExtcIIICT125","CGT_ATEX","II3DExtcIIICT125","CGT_ATEX_II3DExtcIIICT125/4-800-9-3 kW STANDARD",4,4,0,"800-9","3 kW","STANDARD","/","/","/","/","/",3071,"to be confirmed",3,0,5992,""]
[null,"CGT","CGT","ST","CGT/4-800-9-4 kW IE3",4,4,0,"800-9","4 kW","IE3","/","/","/","/","/",1851,"to be confirmed",4,0,5913,""]
[null,"CGT","CGT","ST","CGT/4-800-9-4 kW STANDARD",4,4,0,"800-9","4 kW","STANDARD","/","/","/","/","/",1788,"3weeks",4,0,1724,""]
[null,"CGT_ATEX_II2GExdIICT4","CGT_ATEX","II2GExdIICT4","CGT_ATEX_II2GExdIICT4/4-800-9-4 kW STANDARD",4,4,0,"800-9","4 kW","STANDARD","/","/","/","/","/",3723,"3weeks",4,0,5785," PTC VERSION + 148,33 & DELIVERY TIME 7 WEEKS"]
[null,"CGT_ATEX_II2GExdIIBT4","CGT_ATEX","II2GExdIIBT4","CGT_ATEX_II2GExdIIBT4/4-800-9-4 kW STANDARD",4,4,0,"800-9","4 kW","STANDARD","/","/","/","/","/",3434,"3weeks",4,0,6146," PTC VERSION + 148,33 & DELIVERY TIME 7 WEEKS"]
[null,"CGT_ATEX_II2GExdIIBT5","CGT_ATEX","II2GExdIIBT5","CGT_ATEX_II2GExdIIBT5/4-800-9-4 kW STANDARD",4,4,0,"800-9","4 kW","STANDARD","/","/","/","/","/",3434,"3weeks",4,0,5796," PTC VERSION + 148,33 & DELIVERY TIME 7 WEEKS"]
[null,"CGT_ATEX_II2GExeIIT3","CGT_ATEX","II2GExeIIT3","CGT_ATEX_II2GExeIIT3/4-800-9-4 kW STANDARD",4,4,0,"800-9","4 kW","STANDARD","/","/","/","/","/",2631,"3weeks",4,0,6173,""]
[null,"CGT_ATEX_II3DExtcIIICT125","CGT_ATEX","II3DExtcIIICT125","CGT_ATEX_II3DExtcIIICT125/4-800-9-4 kW STANDARD",4,4,0,"800-9","4 kW","STANDARD","/","/","/","/","/",3263,"to be confirmed",4,0,6250,""]
[null,"CGT","CGT","ST","CGT/4-800-9-5,5 kW STANDARD",4,4,0,"800-9","5,5 kW","STANDARD","/","/","/","/","/",1889,"3weeks",5.5,0,1725,""]
[null,"CGT","CGT","ST","CGT/4-800-9-5,5 kW IE3",4,4,0,"800-9","5,5 kW","IE3","/","/","/","/","/",1967,"to be confirmed",5.5,0,6291,""]
[null,"CGT_ATEX_II2GExdIICT4","CGT_ATEX","II2GExdIICT4","CGT_ATEX_II2GExdIICT4/4-800-9-5,5 kW STANDARD",4,4,0,"800-9","5,5 kW","STANDARD","/","/","/","/","/",4050,"3weeks",5.5,0,5938," PTC VERSION + 171,67 & DELIVERY TIME 7 WEEKS"]
[null,"CGT_ATEX_II2GExdIIBT4","CGT_ATEX","II2GExdIIBT4","CGT_ATEX_II2GExdIIBT4/4-800-9-5,5 kW STANDARD",4,4,0,"800-9","5,5 kW","STANDARD","/","/","/","/","/",3722,"3weeks",5.5,0,6163," PTC VERSION + 171,67 & DELIVERY TIME 7 WEEKS"]
[null,"CGT_ATEX_II2GExdIIBT5","CGT_ATEX","II2GExdIIBT5","CGT_ATEX_II2GExdIIBT5/4-800-9-5,5 kW STANDARD",4,4,0,"800-9","5,5 kW","STANDARD","/","/","/","/","/",3722,"3weeks",5.5,0,5883," PTC VERSION + 171,67 & DELIVERY TIME 7 WEEKS"]
[null,"CGT_ATEX_II2GExeIIT3","CGT_ATEX","II2GExeIIT3","CGT_ATEX_II2GExeIIT3/4-800-9-5,5 kW STANDARD",4,4,0,"800-9","5,5 kW","STANDARD","/","/","/","/","/",3278,"3weeks",5.5,0,6017,""]
[null,"CGT_ATEX_II3DExtcIIICT125","CGT_ATEX","II3DExtcIIICT125","CGT_ATEX_II3DExtcIIICT125/4-800-9-5,5 kW STANDARD",4,4,0,"800-9","5,5 kW","STANDARD","/","/","/","/","/",3574,"to be confirmed",5.5,0,5931,""]
[null,"CGT","CGT","ST","CGT/4-800-9-7,5 kW STANDARD",4,4,0,"800-9","7,5 kW","STANDARD","/","/","/","/","/",2011,"3weeks",7.5,0,1726,""]
[null,"CGT","CGT","ST","CGT/4-800-9-7,5 kW IE3",4,4,0,"800-9","7,5 kW","IE3","/","/","/","/","/",2108,"4weeks",7.5,0,6286,""]
[null,"CGT_ATEX_II2GExdIICT4","CGT_ATEX","II2GExdIICT4","CGT_ATEX_II2GExdIICT4/4-800-9-7,5 kW STANDARD",4,4,0,"800-9","7,5 kW","STANDARD","/","/","/","/","/",4652,"3weeks",7.5,0,5862," PTC VERSION + 171,67 & DELIVERY TIME 7 WEEKS"]
[null,"CGT_ATEX_II2GExdIIBT4","CGT_ATEX","II2GExdIIBT4","CGT_ATEX_II2GExdIIBT4/4-800-9-7,5 kW STANDARD",4,4,0,"800-9","7,5 kW","STANDARD","/","/","/","/","/",4245,"3weeks",7.5,0,6314," PTC VERSION + 171,67 & DELIVERY TIME 7 WEEKS"]
[null,"CGT_ATEX_II2GExdIIBT5","CGT_ATEX","II2GExdIIBT5","CGT_ATEX_II2GExdIIBT5/4-800-9-7,5 kW STANDARD",4,4,0,"800-9","7,5 kW","STANDARD","/","/","/","/","/",4245,"3weeks",7.5,0,6211," PTC VERSION + 171,67 & DELIVERY TIME 7 WEEKS"]
[null,"CGT_ATEX_II2GExeIIT3","CGT_ATEX","II2GExeIIT3","CGT_ATEX_II2GExeIIT3/4-800-9-7,5 kW STANDARD",4,4,0,"800-9","7,5 kW","STANDARD","/","/","/","/","/",3407,"3weeks",7.5,0,6188,""]
[null,"CGT_ATEX_II3DExtcIIICT125","CGT_ATEX","II3DExtcIIICT125","CGT_ATEX_II3DExtcIIICT125/4-800-9-7,5 kW STANDARD",4,4,0,"800-9","7,5 kW","STANDARD","/","/","/","/","/",3969,"to be confirmed",7.5,0,5962,""]
[null,"CGT","CGT","ST","CGT/4-900-3-2,2 kW STANDARD",4,4,0,"900-3","2,2 kW","STANDARD","/","/","/","/","/",1936,"3weeks",2.2000000000000002,0,1722,""]
[null,"CGT","CGT","ST","CGT/4-900-3-2,2 kW IE3",4,4,0,"900-3","2,2 kW","IE3","/","/","/","/","/",1981,"to be confirmed",2.2000000000000002,0,6268,""]
[null,"CGT_ATEX_II2GExdIICT4","CGT_ATEX","II2GExdIICT4","CGT_ATEX_II2GExdIICT4/4-900-3-2,2 kW STANDARD",4,4,0,"900-3","2,2 kW","STANDARD","/","/","/","/","/",3281,"3weeks",2.2000000000000002,0,6153," PTC VERSION + 148,33 & DELIVERY TIME 7 WEEKS"]
[null,"CGT_ATEX_II2GExdIIBT4","CGT_ATEX","II2GExdIIBT4","CGT_ATEX_II2GExdIIBT4/4-900-3-2,2 kW STANDARD",4,4,0,"900-3","2,2 kW","STANDARD","/","/","/","/","/",3094,"3weeks",2.2000000000000002,0,5991," PTC VERSION + 148,33 & DELIVERY TIME 7 WEEKS"]
[null,"CGT_ATEX_II2GExdIIBT5","CGT_ATEX","II2GExdIIBT5","CGT_ATEX_II2GExdIIBT5/4-900-3-2,2 kW STANDARD",4,4,0,"900-3","2,2 kW","STANDARD","/","/","/","/","/",3094,"3weeks",2.2000000000000002,0,6293," PTC VERSION + 148,33 & DELIVERY TIME 7 WEEKS"]
[null,"CGT_ATEX_II2GExeIIT3","CGT_ATEX","II2GExeIIT3","CGT_ATEX_II2GExeIIT3/4-900-3-2,2 kW STANDARD",4,4,0,"900-3","2,2 kW","STANDARD","/","/","/","/","/",2640,"3weeks",2.2000000000000002,0,6082,""]
[null,"CGT_ATEX_II3DExtcIIICT125","CGT_ATEX","II3DExtcIIICT125","CGT_ATEX_II3DExtcIIICT125/4-900-3-2,2 kW STANDARD",4,4,0,"900-3","2,2 kW","STANDARD","/","/","/","/","/",3169,"to be confirmed",2.2000000000000002,0,6156,""]
[null,"CGT","CGT","ST","CGT/4-900-3-3 kW IE3",4,4,0,"900-3","3 kW","IE3","/","/","/","/","/",2043,"to be confirmed",3,0,6213,""]
[null,"CGT","CGT","ST","CGT/4-900-3-3 kW STANDARD",4,4,0,"900-3","3 kW","STANDARD","/","/","/","/","/",1987,"3weeks",3,0,1723,""]
[null,"CGT_ATEX_II2GExdIICT4","CGT_ATEX","II2GExdIICT4","CGT_ATEX_II2GExdIICT4/4-900-3-3 kW STANDARD",4,4,0,"900-3","3 kW","STANDARD","/","/","/","/","/",3569,"3weeks",3,0,6203," PTC VERSION + 148,33 & DELIVERY TIME 7 WEEKS"]
[null,"CGT_ATEX_II2GExdIIBT4","CGT_ATEX","II2GExdIIBT4","CGT_ATEX_II2GExdIIBT4/4-900-3-3 kW STANDARD",4,4,0,"900-3","3 kW","STANDARD","/","/","/","/","/",3345,"3weeks",3,0,6227," PTC VERSION + 148,33 & DELIVERY TIME 7 WEEKS"]
[null,"CGT_ATEX_II2GExdIIBT5","CGT_ATEX","II2GExdIIBT5","CGT_ATEX_II2GExdIIBT5/4-900-3-3 kW STANDARD",4,4,0,"900-3","3 kW","STANDARD","/","/","/","/","/",3345,"3weeks",3,0,6101," PTC VERSION + 148,33 & DELIVERY TIME 7 WEEKS"]
[null,"CGT_ATEX_II2GExeIIT3","CGT_ATEX","II2GExeIIT3","CGT_ATEX_II2GExeIIT3/4-900-3-3 kW STANDARD",4,4,0,"900-3","3 kW","STANDARD","/","/","/","/","/",2699,"3weeks",3,0,6192,""]
[null,"CGT_ATEX_II3DExtcIIICT125","CGT_ATEX","II3DExtcIIICT125","CGT_ATEX_II3DExtcIIICT125/4-900-3-3 kW STANDARD",4,4,0,"900-3","3 kW","STANDARD","/","/","/","/","/",3394,"to be confirmed",3,0,5992,""]
[null,"CGT","CGT","ST","CGT/4-900-3-4 kW STANDARD",4,4,0,"900-3","4 kW","STANDARD","/","/","/","/","/",2086,"3weeks",4,0,1724,""]
[null,"CGT","CGT","ST","CGT/4-900-3-4 kW IE3",4,4,0,"900-3","4 kW","IE3","/","/","/","/","/",2149,"to be confirmed",4,0,5913,""]
[null,"CGT_ATEX_II2GExdIICT4","CGT_ATEX","II2GExdIICT4","CGT_ATEX_II2GExdIICT4/4-900-3-4 kW STANDARD",4,4,0,"900-3","4 kW","STANDARD","/","/","/","/","/",4046,"3weeks",4,0,5785," PTC VERSION + 148,33 & DELIVERY TIME 7 WEEKS"]
[null,"CGT_ATEX_II2GExdIIBT4","CGT_ATEX","II2GExdIIBT4","CGT_ATEX_II2GExdIIBT4/4-900-3-4 kW STANDARD",4,4,0,"900-3","4 kW","STANDARD","/","/","/","/","/",3757,"3weeks",4,0,6146," PTC VERSION + 148,33 & DELIVERY TIME 7 WEEKS"]
[null,"CGT_ATEX_II2GExdIIBT5","CGT_ATEX","II2GExdIIBT5","CGT_ATEX_II2GExdIIBT5/4-900-3-4 kW STANDARD",4,4,0,"900-3","4 kW","STANDARD","/","/","/","/","/",3757,"3weeks",4,0,5796," PTC VERSION + 148,33 & DELIVERY TIME 7 WEEKS"]
[null,"CGT_ATEX_II2GExeIIT3","CGT_ATEX","II2GExeIIT3","CGT_ATEX_II2GExeIIT3/4-900-3-4 kW STANDARD",4,4,0,"900-3","4 kW","STANDARD","/","/","/","/","/",2954,"3weeks",4,0,6173,""]
[null,"CGT_ATEX_II3DExtcIIICT125","CGT_ATEX","II3DExtcIIICT125","CGT_ATEX_II3DExtcIIICT125/4-900-3-4 kW STANDARD",4,4,0,"900-3","4 kW","STANDARD","/","/","/","/","/",3587,"to be confirmed",4,0,6250,""]
[null,"CGT","CGT","ST","CGT/4-900-3-5,5 kW IE3",4,4,0,"900-3","5,5 kW","IE3","/","/","/","/","/",2266,"to be confirmed",5.5,0,6291,""]
[null,"CGT","CGT","ST","CGT/4-900-3-5,5 kW STANDARD",4,4,0,"900-3","5,5 kW","STANDARD","/","/","/","/","/",2188,"3weeks",5.5,0,1725,""]
[null,"CGT_ATEX_II2GExdIICT4","CGT_ATEX","II2GExdIICT4","CGT_ATEX_II2GExdIICT4/4-900-3-5,5 kW STANDARD",4,4,0,"900-3","5,5 kW","STANDARD","/","/","/","/","/",4374,"3weeks",5.5,0,5938," PTC VERSION + 171,67 & DELIVERY TIME 7 WEEKS"]
[null,"CGT_ATEX_II2GExdIIBT4","CGT_ATEX","II2GExdIIBT4","CGT_ATEX_II2GExdIIBT4/4-900-3-5,5 kW STANDARD",4,4,0,"900-3","5,5 kW","STANDARD","/","/","/","/","/",4045,"3weeks",5.5,0,6163," PTC VERSION + 171,67 & DELIVERY TIME 7 WEEKS"]
[null,"CGT_ATEX_II2GExdIIBT5","CGT_ATEX","II2GExdIIBT5","CGT_ATEX_II2GExdIIBT5/4-900-3-5,5 kW STANDARD",4,4,0,"900-3","5,5 kW","STANDARD","/","/","/","/","/",4045,"3weeks",5.5,0,5883," PTC VERSION + 171,67 & DELIVERY TIME 7 WEEKS"]
[null,"CGT_ATEX_II2GExeIIT3","CGT_ATEX","II2GExeIIT3","CGT_ATEX_II2GExeIIT3/4-900-3-5,5 kW STANDARD",4,4,0,"900-3","5,5 kW","STANDARD","/","/","/","/","/",3601,"3weeks",5.5,0,6017,""]
[null,"CGT_ATEX_II3DExtcIIICT125","CGT_ATEX","II3DExtcIIICT125","CGT_ATEX_II3DExtcIIICT125/4-900-3-5,5 kW STANDARD",4,4,0,"900-3","5,5 kW","STANDARD","/","/","/","/","/",3897,"to be confirmed",5.5,0,5931,""]
[null,"CGT","CGT","ST","CGT/4-900-3-7,5 kW IE3",4,4,0,"900-3","7,5 kW","IE3","/","/","/","/","/",2407,"4weeks",7.5,0,6286,""]
[null,"CGT","CGT","ST","CGT/4-900-3-7,5 kW STANDARD",4,4,0,"900-3","7,5 kW","STANDARD","/","/","/","/","/",2309,"3weeks",7.5,0,1726,""]
[null,"CGT_ATEX_II2GExdIICT4","CGT_ATEX","II2GExdIICT4","CGT_ATEX_II2GExdIICT4/4-900-3-7,5 kW STANDARD",4,4,0,"900-3","7,5 kW","STANDARD","/","/","/","/","/",4975,"3weeks",7.5,0,5862," PTC VERSION + 171,67 & DELIVERY TIME 7 WEEKS"]
[null,"CGT_ATEX_II2GExdIIBT4","CGT_ATEX","II2GExdIIBT4","CGT_ATEX_II2GExdIIBT4/4-900-3-7,5 kW STANDARD",4,4,0,"900-3","7,5 kW","STANDARD","/","/","/","/","/",4568,"3weeks",7.5,0,6314," PTC VERSION + 171,67 & DELIVERY TIME 7 WEEKS"]
[null,"CGT_ATEX_II2GExdIIBT5","CGT_ATEX","II2GExdIIBT5","CGT_ATEX_II2GExdIIBT5/4-900-3-7,5 kW STANDARD",4,4,0,"900-3","7,5 kW","STANDARD","/","/","/","/","/",4568,"3weeks",7.5,0,6211," PTC VERSION + 171,67 & DELIVERY TIME 7 WEEKS"]
[null,"CGT_ATEX_II2GExeIIT3","CGT_ATEX","II2GExeIIT3","CGT_ATEX_II2GExeIIT3/4-900-3-7,5 kW STANDARD",4,4,0,"900-3","7,5 kW","STANDARD","/","/","/","/","/",3730,"3weeks",7.5,0,6188,""]
[null,"CGT_ATEX_II3DExtcIIICT125","CGT_ATEX","II3DExtcIIICT125","CGT_ATEX_II3DExtcIIICT125/4-900-3-7,5 kW STANDARD",4,4,0,"900-3","7,5 kW","STANDARD","/","/","/","/","/",4293,"to be confirmed",7.5,0,5962,""]
[null,"CGT","CGT","ST","CGT/4-900-6-11 kW STANDARD",4,4,0,"900-6","11 kW","STANDARD","/","/","/","/","/",2952,"3weeks",11,0,1728,""]
[null,"CGT","CGT","ST","CGT/4-900-6-11 kW IE3",4,4,0,"900-6","11 kW","IE3","/","/","/","/","/",3083,"4weeks",11,0,5835,""]
[null,"CGT_ATEX_II2GExdIICT4","CGT_ATEX","II2GExdIICT4","CGT_ATEX_II2GExdIICT4/4-900-6-11 kW STANDARD",4,4,0,"900-6","11 kW","STANDARD","/","/","/","/","/",5886,"to be confirmed",11,0,6105," PTC VERSION + 171,67 & DELIVERY TIME 7 WEEKS"]
[null,"CGT_ATEX_II2GExdIIBT4","CGT_ATEX","II2GExdIIBT4","CGT_ATEX_II2GExdIIBT4/4-900-6-11 kW STANDARD",4,4,0,"900-6","11 kW","STANDARD","/","/","/","/","/",5369,"to be confirmed",11,0,5907," PTC VERSION + 171,67 & DELIVERY TIME 7 WEEKS"]
[null,"CGT_ATEX_II2GExdIIBT5","CGT_ATEX","II2GExdIIBT5","CGT_ATEX_II2GExdIIBT5/4-900-6-11 kW STANDARD",4,4,0,"900-6","11 kW","STANDARD","/","/","/","/","/",5369,"to be confirmed",11,0,6155," PTC VERSION + 171,67 & DELIVERY TIME 7 WEEKS"]
[null,"CGT_ATEX_II2GExeIIT3","CGT_ATEX","II2GExeIIT3","CGT_ATEX_II2GExeIIT3/4-900-6-11 kW STANDARD",4,4,0,"900-6","11 kW","STANDARD","/","/","/","/","/",4945,"3weeks",11,0,5914,""]
[null,"CGT_ATEX_II3DExtcIIICT125","CGT_ATEX","II3DExtcIIICT125","CGT_ATEX_II3DExtcIIICT125/4-900-6-11 kW STANDARD",4,4,0,"900-6","11 kW","STANDARD","/","/","/","/","/",4651,"to be confirmed",11,0,6018,""]
[null,"CGT","CGT","ST","CGT/4-900-6-15 kW STANDARD",4,4,0,"900-6","15 kW","STANDARD","/","/","/","/","/",3179,"3weeks",15,0,1729,""]
[null,"CGT","CGT","ST","CGT/4-900-6-15 kW IE3",4,4,0,"900-6","15 kW","IE3","/","/","/","/","/",3334,"4weeks",15,0,6008,""]
[null,"CGT_ATEX_II2GExdIICT4","CGT_ATEX","II2GExdIICT4","CGT_ATEX_II2GExdIICT4/4-900-6-3 kW STANDARD",4,4,0,"900-6","3 kW","STANDARD","/","/","/","/","/",3673,"3weeks",3,0,6203," PTC VERSION + 148,33 & DELIVERY TIME 7 WEEKS"]
[null,"CGT_ATEX_II2GExdIIBT4","CGT_ATEX","II2GExdIIBT4","CGT_ATEX_II2GExdIIBT4/4-900-6-3 kW STANDARD",4,4,0,"900-6","3 kW","STANDARD","/","/","/","/","/",3449,"3weeks",3,0,6227," PTC VERSION + 148,33 & DELIVERY TIME 7 WEEKS"]
[null,"CGT_ATEX_II2GExdIIBT5","CGT_ATEX","II2GExdIIBT5","CGT_ATEX_II2GExdIIBT5/4-900-6-3 kW STANDARD",4,4,0,"900-6","3 kW","STANDARD","/","/","/","/","/",3449,"3weeks",3,0,6101," PTC VERSION + 148,33 & DELIVERY TIME 7 WEEKS"]
[null,"CGT_ATEX_II2GExeIIT3","CGT_ATEX","II2GExeIIT3","CGT_ATEX_II2GExeIIT3/4-900-6-3 kW STANDARD",4,4,0,"900-6","3 kW","STANDARD","/","/","/","/","/",2803,"3weeks",3,0,6192,""]
[null,"CGT_ATEX_II3DExtcIIICT125","CGT_ATEX","II3DExtcIIICT125","CGT_ATEX_II3DExtcIIICT125/4-900-6-3 kW STANDARD",4,4,0,"900-6","3 kW","STANDARD","/","/","/","/","/",3498,"to be confirmed",3,0,5992,""]
[null,"CGT","CGT","ST","CGT/4-900-6-4 kW STANDARD",4,4,0,"900-6","4 kW","STANDARD","/","/","/","/","/",2181,"3weeks",4,0,1724,""]
[null,"CGT","CGT","ST","CGT/4-900-6-4 kW IE3",4,4,0,"900-6","4 kW","IE3","/","/","/","/","/",2245,"to be confirmed",4,0,5913,""]
[null,"CGT_ATEX_II2GExdIICT4","CGT_ATEX","II2GExdIICT4","CGT_ATEX_II2GExdIICT4/4-900-6-4 kW STANDARD",4,4,0,"900-6","4 kW","STANDARD","/","/","/","/","/",4150,"3weeks",4,0,5785," PTC VERSION + 148,33 & DELIVERY TIME 7 WEEKS"]
[null,"CGT_ATEX_II2GExdIIBT4","CGT_ATEX","II2GExdIIBT4","CGT_ATEX_II2GExdIIBT4/4-900-6-4 kW STANDARD",4,4,0,"900-6","4 kW","STANDARD","/","/","/","/","/",3861,"3weeks",4,0,6146," PTC VERSION + 148,33 & DELIVERY TIME 7 WEEKS"]
[null,"CGT_ATEX_II2GExdIIBT5","CGT_ATEX","II2GExdIIBT5","CGT_ATEX_II2GExdIIBT5/4-900-6-4 kW STANDARD",4,4,0,"900-6","4 kW","STANDARD","/","/","/","/","/",3861,"3weeks",4,0,5796," PTC VERSION + 148,33 & DELIVERY TIME 7 WEEKS"]
[null,"CGT_ATEX_II2GExeIIT3","CGT_ATEX","II2GExeIIT3","CGT_ATEX_II2GExeIIT3/4-900-6-4 kW STANDARD",4,4,0,"900-6","4 kW","STANDARD","/","/","/","/","/",3058,"3weeks",4,0,6173,""]
[null,"CGT_ATEX_II3DExtcIIICT125","CGT_ATEX","II3DExtcIIICT125","CGT_ATEX_II3DExtcIIICT125/4-900-6-4 kW STANDARD",4,4,0,"900-6","4 kW","STANDARD","/","/","/","/","/",3690,"to be confirmed",4,0,6250,""]
[null,"CGT","CGT","ST","CGT/4-900-6-5,5 kW STANDARD",4,4,0,"900-6","5,5 kW","STANDARD","/","/","/","/","/",2283,"3weeks",5.5,0,1725,""]
[null,"CGT","CGT","ST","CGT/4-900-6-5,5 kW IE3",4,4,0,"900-6","5,5 kW","IE3","/","/","/","/","/",2362,"to be confirmed",5.5,0,6291,""]
[null,"CGT_ATEX_II2GExdIICT4","CGT_ATEX","II2GExdIICT4","CGT_ATEX_II2GExdIICT4/4-900-6-5,5 kW STANDARD",4,4,0,"900-6","5,5 kW","STANDARD","/","/","/","/","/",4478,"3weeks",5.5,0,5938," PTC VERSION + 171,67 & DELIVERY TIME 7 WEEKS"]
[null,"CGT_ATEX_II2GExdIIBT4","CGT_ATEX","II2GExdIIBT4","CGT_ATEX_II2GExdIIBT4/4-900-6-5,5 kW STANDARD",4,4,0,"900-6","5,5 kW","STANDARD","/","/","/","/","/",4149,"3weeks",5.5,0,6163," PTC VERSION + 171,67 & DELIVERY TIME 7 WEEKS"]
[null,"CGT_ATEX_II2GExdIIBT5","CGT_ATEX","II2GExdIIBT5","CGT_ATEX_II2GExdIIBT5/4-900-6-5,5 kW STANDARD",4,4,0,"900-6","5,5 kW","STANDARD","/","/","/","/","/",4149,"3weeks",5.5,0,5883," PTC VERSION + 171,67 & DELIVERY TIME 7 WEEKS"]
[null,"CGT_ATEX_II2GExeIIT3","CGT_ATEX","II2GExeIIT3","CGT_ATEX_II2GExeIIT3/4-900-6-5,5 kW STANDARD",4,4,0,"900-6","5,5 kW","STANDARD","/","/","/","/","/",3705,"3weeks",5.5,0,6017,""]
[null,"CGT_ATEX_II3DExtcIIICT125","CGT_ATEX","II3DExtcIIICT125","CGT_ATEX_II3DExtcIIICT125/4-900-6-5,5 kW STANDARD",4,4,0,"900-6","5,5 kW","STANDARD","/","/","/","/","/",4001,"to be confirmed",5.5,0,5931,""]
[null,"CGT","CGT","ST","CGT/4-900-6-7,5 kW STANDARD",4,4,0,"900-6","7,5 kW","STANDARD","/","/","/","/","/",2406,"3weeks",7.5,0,1726,""]
[null,"CGT","CGT","ST","CGT/4-900-6-7,5 kW IE3",4,4,0,"900-6","7,5 kW","IE3","/","/","/","/","/",2503,"4weeks",7.5,0,6286,""]
[null,"CGT_ATEX_II2GExdIICT4","CGT_ATEX","II2GExdIICT4","CGT_ATEX_II2GExdIICT4/4-900-6-7,5 kW STANDARD",4,4,0,"900-6","7,5 kW","STANDARD","/","/","/","/","/",5079,"3weeks",7.5,0,5862," PTC VERSION + 171,67 & DELIVERY TIME 7 WEEKS"]
[null,"CGT_ATEX_II2GExdIIBT4","CGT_ATEX","II2GExdIIBT4","CGT_ATEX_II2GExdIIBT4/4-900-6-7,5 kW STANDARD",4,4,0,"900-6","7,5 kW","STANDARD","/","/","/","/","/",4672,"3weeks",7.5,0,6314," PTC VERSION + 171,67 & DELIVERY TIME 7 WEEKS"]
[null,"CGT_ATEX_II2GExdIIBT5","CGT_ATEX","II2GExdIIBT5","CGT_ATEX_II2GExdIIBT5/4-900-6-7,5 kW STANDARD",4,4,0,"900-6","7,5 kW","STANDARD","/","/","/","/","/",4672,"3weeks",7.5,0,6211," PTC VERSION + 171,67 & DELIVERY TIME 7 WEEKS"]
[null,"CGT_ATEX_II2GExeIIT3","CGT_ATEX","II2GExeIIT3","CGT_ATEX_II2GExeIIT3/4-900-6-7,5 kW STANDARD",4,4,0,"900-6","7,5 kW","STANDARD","/","/","/","/","/",3834,"3weeks",7.5,0,6188,""]
[null,"CGT_ATEX_II3DExtcIIICT125","CGT_ATEX","II3DExtcIIICT125","CGT_ATEX_II3DExtcIIICT125/4-900-6-7,5 kW STANDARD",4,4,0,"900-6","7,5 kW","STANDARD","/","/","/","/","/",4397,"to be confirmed",7.5,0,5962,""]
[null,"CGT","CGT","ST","CGT/4-900-9-11 kW IE3",4,4,0,"900-9","11 kW","IE3","/","/","/","/","/",3195,"4weeks",11,0,5835,""]
[null,"CGT","CGT","ST","CGT/4-900-9-11 kW STANDARD",4,4,0,"900-9","11 kW","STANDARD","/","/","/","/","/",3063,"3weeks",11,0,1728,""]
[null,"CGT_ATEX_II2GExdIICT4","CGT_ATEX","II2GExdIICT4","CGT_ATEX_II2GExdIICT4/4-900-9-11 kW STANDARD",4,4,0,"900-9","11 kW","STANDARD","/","/","/","/","/",6005,"to be confirmed",11,0,6105," PTC VERSION + 171,67 & DELIVERY TIME 7 WEEKS"]
[null,"CGT_ATEX_II2GExdIIBT4","CGT_ATEX","II2GExdIIBT4","CGT_ATEX_II2GExdIIBT4/4-900-9-11 kW STANDARD",4,4,0,"900-9","11 kW","STANDARD","/","/","/","/","/",5490,"to be confirmed",11,0,5907," PTC VERSION + 171,67 & DELIVERY TIME 7 WEEKS"]
[null,"CGT_ATEX_II2GExdIIBT5","CGT_ATEX","II2GExdIIBT5","CGT_ATEX_II2GExdIIBT5/4-900-9-11 kW STANDARD",4,4,0,"900-9","11 kW","STANDARD","/","/","/","/","/",5490,"to be confirmed",11,0,6155," PTC VERSION + 171,67 & DELIVERY TIME 7 WEEKS"]
[null,"CGT_ATEX_II2GExeIIT3","CGT_ATEX","II2GExeIIT3","CGT_ATEX_II2GExeIIT3/4-900-9-11 kW STANDARD",4,4,0,"900-9","11 kW","STANDARD","/","/","/","/","/",5065,"3weeks",11,0,5914,""]
[null,"CGT_ATEX_II3DExtcIIICT125","CGT_ATEX","II3DExtcIIICT125","CGT_ATEX_II3DExtcIIICT125/4-900-9-11 kW STANDARD",4,4,0,"900-9","11 kW","STANDARD","/","/","/","/","/",4771,"to be confirmed",11,0,6018,""]
[null,"CGT","CGT","ST","CGT/4-900-9-15 kW STANDARD",4,4,0,"900-9","15 kW","STANDARD","/","/","/","/","/",3289,"3weeks",15,0,1729,""]
[null,"CGT","CGT","ST","CGT/4-900-9-15 kW IE3",4,4,0,"900-9","15 kW","IE3","/","/","/","/","/",3446,"4weeks",15,0,6008,""]
[null,"CGT_ATEX_II2GExdIICT4","CGT_ATEX","II2GExdIICT4","CGT_ATEX_II2GExdIICT4/4-900-9-15 kW STANDARD",4,4,0,"900-9","15 kW","STANDARD","/","/","/","/","/",6686,"to be confirmed",15,0,6295," PTC VERSION + 171,67 & DELIVERY TIME 7 WEEKS"]
[null,"CGT_ATEX_II2GExdIIBT4","CGT_ATEX","II2GExdIIBT4","CGT_ATEX_II2GExdIIBT4/4-900-9-15 kW STANDARD",4,4,0,"900-9","15 kW","STANDARD","/","/","/","/","/",6085,"to be confirmed",15,0,5788," PTC VERSION + 171,67 & DELIVERY TIME 7 WEEKS"]
[null,"CGT_ATEX_II2GExdIIBT5","CGT_ATEX","II2GExdIIBT5","CGT_ATEX_II2GExdIIBT5/4-900-9-15 kW STANDARD",4,4,0,"900-9","15 kW","STANDARD","/","/","/","/","/",6085,"to be confirmed",15,0,6185," PTC VERSION + 171,67 & DELIVERY TIME 7 WEEKS"]
[null,"CGT_ATEX_II2GExeIIT3","CGT_ATEX","II2GExeIIT3","CGT_ATEX_II2GExeIIT3/4-900-9-15 kW STANDARD",4,4,0,"900-9","15 kW","STANDARD","/","/","/","/","/",5511,"3weeks",15,0,6077,""]
[null,"CGT_ATEX_II3DExtcIIICT125","CGT_ATEX","II3DExtcIIICT125","CGT_ATEX_II3DExtcIIICT125/4-900-9-15 kW STANDARD",4,4,0,"900-9","15 kW","STANDARD","/","/","/","/","/",5450,"to be confirmed",15,0,6202,""]
[null,"CGT","CGT","ST","CGT/4-900-9-5,5 kW IE3",4,4,0,"900-9","5,5 kW","IE3","/","/","/","/","/",2472,"to be confirmed",5.5,0,6291,""]
[null,"CGT","CGT","ST","CGT/4-900-9-5,5 kW STANDARD",4,4,0,"900-9","5,5 kW","STANDARD","/","/","/","/","/",2394,"3weeks",5.5,0,1725,""]
[null,"CGT_ATEX_II2GExdIICT4","CGT_ATEX","II2GExdIICT4","CGT_ATEX_II2GExdIICT4/4-900-9-5,5 kW STANDARD",4,4,0,"900-9","5,5 kW","STANDARD","/","/","/","/","/",4597,"3weeks",5.5,0,5938," PTC VERSION + 171,67 & DELIVERY TIME 7 WEEKS"]
[null,"CGT_ATEX_II2GExdIIBT4","CGT_ATEX","II2GExdIIBT4","CGT_ATEX_II2GExdIIBT4/4-900-9-5,5 kW STANDARD",4,4,0,"900-9","5,5 kW","STANDARD","/","/","/","/","/",4269,"3weeks",5.5,0,6163," PTC VERSION + 171,67 & DELIVERY TIME 7 WEEKS"]
[null,"CGT_ATEX_II2GExdIIBT5","CGT_ATEX","II2GExdIIBT5","CGT_ATEX_II2GExdIIBT5/4-900-9-5,5 kW STANDARD",4,4,0,"900-9","5,5 kW","STANDARD","/","/","/","/","/",4269,"3weeks",5.5,0,5883," PTC VERSION + 171,67 & DELIVERY TIME 7 WEEKS"]
[null,"CGT_ATEX_II2GExeIIT3","CGT_ATEX","II2GExeIIT3","CGT_ATEX_II2GExeIIT3/4-900-9-5,5 kW STANDARD",4,4,0,"900-9","5,5 kW","STANDARD","/","/","/","/","/",3825,"3weeks",5.5,0,6017,""]
[null,"CGT_ATEX_II3DExtcIIICT125","CGT_ATEX","II3DExtcIIICT125","CGT_ATEX_II3DExtcIIICT125/4-900-9-5,5 kW STANDARD",4,4,0,"900-9","5,5 kW","STANDARD","/","/","/","/","/",4121,"to be confirmed",5.5,0,5931,""]
[null,"CGT","CGT","ST","CGT/4-900-9-7,5 kW STANDARD",4,4,0,"900-9","7,5 kW","STANDARD","/","/","/","/","/",2516,"3weeks",7.5,0,1726,""]
[null,"CGT","CGT","ST","CGT/4-900-9-7,5 kW IE3",4,4,0,"900-9","7,5 kW","IE3","/","/","/","/","/",2613,"4weeks",7.5,0,6286,""]
[null,"CGT_ATEX_II2GExdIICT4","CGT_ATEX","II2GExdIICT4","CGT_ATEX_II2GExdIICT4/4-900-9-7,5 kW STANDARD",4,4,0,"900-9","7,5 kW","STANDARD","/","/","/","/","/",5199,"3weeks",7.5,0,5862," PTC VERSION + 171,67 & DELIVERY TIME 7 WEEKS"]
[null,"CGT_ATEX_II2GExdIIBT4","CGT_ATEX","II2GExdIIBT4","CGT_ATEX_II2GExdIIBT4/4-900-9-7,5 kW STANDARD",4,4,0,"900-9","7,5 kW","STANDARD","/","/","/","/","/",4792,"3weeks",7.5,0,6314," PTC VERSION + 171,67 & DELIVERY TIME 7 WEEKS"]
[null,"CGT_ATEX_II2GExdIIBT5","CGT_ATEX","II2GExdIIBT5","CGT_ATEX_II2GExdIIBT5/4-900-9-7,5 kW STANDARD",4,4,0,"900-9","7,5 kW","STANDARD","/","/","/","/","/",4792,"3weeks",7.5,0,6211," PTC VERSION + 171,67 & DELIVERY TIME 7 WEEKS"]
[null,"CGT_ATEX_II2GExeIIT3","CGT_ATEX","II2GExeIIT3","CGT_ATEX_II2GExeIIT3/4-900-9-7,5 kW STANDARD",4,4,0,"900-9","7,5 kW","STANDARD","/","/","/","/","/",3954,"3weeks",7.5,0,6188,""]
[null,"CGT_ATEX_II3DExtcIIICT125","CGT_ATEX","II3DExtcIIICT125","CGT_ATEX_II3DExtcIIICT125/4-900-9-7,5 kW STANDARD",4,4,0,"900-9","7,5 kW","STANDARD","/","/","/","/","/",4517,"to be confirmed",7.5,0,5962,""]
[null,"CGT","CGT","ST","CGT/6_12-1000-3-1,5/0,25 kW STANDARD","6_12",6,12,"1000-3","1,5/0,25 kW","STANDARD","/","/","/","/","/",2753,"to be confirmed",1.5,0.25,1976,""]
[null,"CGT","CGT","ST","CGT/6_12-1000-3-2,2/0,37 kW STANDARD","6_12",6,12,"1000-3","2,2/0,37 kW","STANDARD","/","/","/","/","/",2970,"to be confirmed",2.2000000000000002,0.37,1977,""]
[null,"CGT","CGT","ST","CGT/6_12-1000-3-3/0,55 kW STANDARD","6_12",6,12,"1000-3","3/0,55 kW","STANDARD","/","/","/","/","/",3089,"to be confirmed",3,0.55000000000000004,1978,""]
[null,"CGT","CGT","ST","CGT/6_12-1000-3-4/0,65 kW STANDARD","6_12",6,12,"1000-3","4/0,65 kW","STANDARD","/","/","/","/","/",3114,"to be confirmed",4,0.65,1979,""]
[null,"CGT","CGT","ST","CGT/6_12-1000-6-1,5/0,25 kW STANDARD","6_12",6,12,"1000-6","1,5/0,25 kW","STANDARD","/","/","/","/","/",2852,"to be confirmed",1.5,0.25,1976,""]
[null,"CGT","CGT","ST","CGT/6_12-1000-6-2,2/0,37 kW STANDARD","6_12",6,12,"1000-6","2,2/0,37 kW","STANDARD","/","/","/","/","/",3070,"to be confirmed",2.2000000000000002,0.37,1977,""]
[null,"CGT","CGT","ST","CGT/6_12-1000-6-3/0,55 kW STANDARD","6_12",6,12,"1000-6","3/0,55 kW","STANDARD","/","/","/","/","/",3187,"to be confirmed",3,0.55000000000000004,1978,""]
[null,"CGT","CGT","ST","CGT/6_12-1000-6-4/0,65 kW STANDARD","6_12",6,12,"1000-6","4/0,65 kW","STANDARD","/","/","/","/","/",3213,"to be confirmed",4,0.65,1979,""]
[null,"CGT","CGT","ST","CGT/6_12-1000-6-5,5/1 kW STANDARD","6_12",6,12,"1000-6","5,5/1 kW","STANDARD","/","/","/","/","/",3877,"to be confirmed",5.5,1,1980,""]
[null,"CGT","CGT","ST","CGT/6_12-1000-6-7,5/1,3 kW STANDARD","6_12",6,12,"1000-6","7,5/1,3 kW","STANDARD","/","/","/","/","/",5132,"to be confirmed",7.5,1.3,1981,""]
[null,"CGT","CGT","ST","CGT/6_12-1000-9-1,5/0,25 kW STANDARD","6_12",6,12,"1000-9","1,5/0,25 kW","STANDARD","/","/","/","/","/",2945,"to be confirmed",1.5,0.25,1976,""]
[null,"CGT","CGT","ST","CGT/6_12-1000-9-2,2/0,37 kW STANDARD","6_12",6,12,"1000-9","2,2/0,37 kW","STANDARD","/","/","/","/","/",3162,"to be confirmed",2.2000000000000002,0.37,1977,""]
[null,"CGT","CGT","ST","CGT/6_12-1000-9-3/0,55 kW STANDARD","6_12",6,12,"1000-9","3/0,55 kW","STANDARD","/","/","/","/","/",3280,"to be confirmed",3,0.55000000000000004,1978,""]
[null,"CGT","CGT","ST","CGT/6_12-1000-9-4/0,65 kW STANDARD","6_12",6,12,"1000-9","4/0,65 kW","STANDARD","/","/","/","/","/",3306,"to be confirmed",4,0.65,1979,""]
[null,"CGT","CGT","ST","CGT/6_12-1000-9-5,5/1 kW STANDARD","6_12",6,12,"1000-9","5,5/1 kW","STANDARD","/","/","/","/","/",3969,"to be confirmed",5.5,1,1980,""]
[null,"CGT","CGT","ST","CGT/6_12-1000-9-7,5/1,3 kW STANDARD","6_12",6,12,"1000-9","7,5/1,3 kW","STANDARD","/","/","/","/","/",5223,"to be confirmed",7.5,1.3,1981,""]
[null,"CGT","CGT","ST","CGT/6_12-1250-3-11/1,8 kW STANDARD","6_12",6,12,"1250-3","11/1,8 kW","STANDARD","/","/","/","/","/",6042,"to be confirmed",11,1.8,1982,""]
[null,"CGT","CGT","ST","CGT/6_12-1250-3-2,2/0,37 kW STANDARD","6_12",6,12,"1250-3","2,2/0,37 kW","STANDARD","/","/","/","/","/",3936,"to be confirmed",2.2000000000000002,0.37,1977,""]
[null,"CGT","CGT","ST","CGT/6_12-1250-3-3/0,55 kW STANDARD","6_12",6,12,"1250-3","3/0,55 kW","STANDARD","/","/","/","/","/",4055,"to be confirmed",3,0.55000000000000004,1978,""]
[null,"CGT","CGT","ST","CGT/6_12-1250-3-4/0,65 kW STANDARD","6_12",6,12,"1250-3","4/0,65 kW","STANDARD","/","/","/","/","/",4080,"to be confirmed",4,0.65,1979,""]
[null,"CGT","CGT","ST","CGT/6_12-1250-3-5,5/1 kW STANDARD","6_12",6,12,"1250-3","5,5/1 kW","STANDARD","/","/","/","/","/",4744,"to be confirmed",5.5,1,1980,""]
[null,"CGT","CGT","ST","CGT/6_12-1250-3-7,5/1,3 kW STANDARD","6_12",6,12,"1250-3","7,5/1,3 kW","STANDARD","/","/","/","/","/",5998,"to be confirmed",7.5,1.3,1981,""]
[null,"CGT","CGT","ST","CGT/6_12-1250-6-11/1,8 kW STANDARD","6_12",6,12,"1250-6","11/1,8 kW","STANDARD","/","/","/","/","/",6145,"to be confirmed",11,1.8,1982,""]
[null,"CGT","CGT","ST","CGT/6_12-1250-6-15/2,5 kW STANDARD","6_12",6,12,"1250-6","15/2,5 kW","STANDARD","/","/","/","/","/",7208,"to be confirmed",15,2.5,1983,""]
[null,"CGT","CGT","ST","CGT/6_12-1250-6-4/0,65 kW STANDARD","6_12",6,12,"1250-6","4/0,65 kW","STANDARD","/","/","/","/","/",4184,"to be confirmed",4,0.65,1979,""]
[null,"CGT","CGT","ST","CGT/6_12-1250-6-5,5/1 kW STANDARD","6_12",6,12,"1250-6","5,5/1 kW","STANDARD","/","/","/","/","/",4847,"to be confirmed",5.5,1,1980,""]
[null,"CGT","CGT","ST","CGT/6_12-1250-6-7,5/1,3 kW STANDARD","6_12",6,12,"1250-6","7,5/1,3 kW","STANDARD","/","/","/","/","/",6101,"to be confirmed",7.5,1.3,1981,""]
[null,"CGT","CGT","ST","CGT/6_12-1250-9-11/1,8 kW STANDARD","6_12",6,12,"1250-9","11/1,8 kW","STANDARD","/","/","/","/","/",6300,"to be confirmed",11,1.8,1982,""]
[null,"CGT","CGT","ST","CGT/6_12-1250-9-15/2,5 kW STANDARD","6_12",6,12,"1250-9","15/2,5 kW","STANDARD","/","/","/","/","/",7363,"to be confirmed",15,2.5,1983,""]
[null,"CGT","CGT","ST","CGT/6_12-1250-9-18,5/3 kW STANDARD","6_12",6,12,"1250-9","18,5/3 kW","STANDARD","/","/","/","/","/",9181,"to be confirmed",18.5,3,1984,""]
[null,"CGT","CGT","ST","CGT/6_12-1250-9-25/4,5 kW STANDARD","6_12",6,12,"1250-9","25/4,5 kW","STANDARD","/","/","/","/","/",10376,"to be confirmed",25,4.5,1985,""]
[null,"CGT","CGT","ST","CGT/6_12-1250-9-4/0,65 kW STANDARD","6_12",6,12,"1250-9","4/0,65 kW","STANDARD","/","/","/","/","/",4338,"to be confirmed",4,0.65,1979,""]
[null,"CGT","CGT","ST","CGT/6_12-1250-9-5,5/1 kW STANDARD","6_12",6,12,"1250-9","5,5/1 kW","STANDARD","/","/","/","/","/",5003,"to be confirmed",5.5,1,1980,""]
[null,"CGT","CGT","ST","CGT/6_12-1250-9-7,5/1,3 kW STANDARD","6_12",6,12,"1250-9","7,5/1,3 kW","STANDARD","/","/","/","/","/",6256,"to be confirmed",7.5,1.3,1981,""]
[null,"CGT","CGT","ST","CGT/6_12-560-6-0,4/0,08 kW STANDARD","6_12",6,12,"560-6","0,4/0,08 kW","STANDARD","/","/","/","/","/",1111,"to be confirmed",0.4,0.08,1973,""]
[null,"CGT","CGT","ST","CGT/6_12-630-6-0,4/0,08 kW STANDARD","6_12",6,12,"630-6","0,4/0,08 kW","STANDARD","/","/","/","/","/",1185,"to be confirmed",0.4,0.08,1973,""]
[null,"CGT","CGT","ST","CGT/6_12-630-6-0,75/0,12 kW STANDARD","6_12",6,12,"630-6","0,75/0,12 kW","STANDARD","/","/","/","/","/",1447,"to be confirmed",0.75,0.12,1974,""]
[null,"CGT","CGT","ST","CGT/6_12-710-3-0,4/0,08 kW STANDARD","6_12",6,12,"710-3","0,4/0,08 kW","STANDARD","/","/","/","/","/",1207,"to be confirmed",0.4,0.08,1973,""]
[null,"CGT","CGT","ST","CGT/6_12-710-3-0,75/0,12 kW STANDARD","6_12",6,12,"710-3","0,75/0,12 kW","STANDARD","/","/","/","/","/",1469,"to be confirmed",0.75,0.12,1974,""]
[null,"CGT","CGT","ST","CGT/6_12-710-6-0,4/0,08 kW STANDARD","6_12",6,12,"710-6","0,4/0,08 kW","STANDARD","/","/","/","/","/",1302,"to be confirmed",0.4,0.08,1973,""]
[null,"CGT","CGT","ST","CGT/6_12-710-6-0,75/0,12 kW STANDARD","6_12",6,12,"710-6","0,75/0,12 kW","STANDARD","/","/","/","/","/",1565,"to be confirmed",0.75,0.12,1974,""]
[null,"CGT","CGT","ST","CGT/6_12-710-6-1,1/0,18 kW STANDARD","6_12",6,12,"710-6","1,1/0,18 kW","STANDARD","/","/","/","/","/",1587,"to be confirmed",1.1000000000000001,0.18,1975,""]
[null,"CGT","CGT","ST","CGT/6_12-800-3-0,4/0,08 kW STANDARD","6_12",6,12,"800-3","0,4/0,08 kW","STANDARD","/","/","/","/","/",1440,"to be confirmed",0.4,0.08,1973,""]
[null,"CGT","CGT","ST","CGT/6_12-800-3-0,75/0,12 kW STANDARD","6_12",6,12,"800-3","0,75/0,12 kW","STANDARD","/","/","/","/","/",1701,"to be confirmed",0.75,0.12,1974,""]
[null,"CGT","CGT","ST","CGT/6_12-800-3-1,1/0,18 kW STANDARD","6_12",6,12,"800-3","1,1/0,18 kW","STANDARD","/","/","/","/","/",1724,"to be confirmed",1.1000000000000001,0.18,1975,""]
[null,"CGT","CGT","ST","CGT/6_12-800-6-0,75/0,12 kW STANDARD","6_12",6,12,"800-6","0,75/0,12 kW","STANDARD","/","/","/","/","/",1797,"to be confirmed",0.75,0.12,1974,""]
[null,"CGT","CGT","ST","CGT/6_12-800-6-1,1/0,18 kW STANDARD","6_12",6,12,"800-6","1,1/0,18 kW","STANDARD","/","/","/","/","/",1819,"to be confirmed",1.1000000000000001,0.18,1975,""]
[null,"CGT","CGT","ST","CGT/6_12-800-6-1,5/0,25 kW STANDARD","6_12",6,12,"800-6","1,5/0,25 kW","STANDARD","/","/","/","/","/",2082,"to be confirmed",1.5,0.25,1976,""]
[null,"CGT","CGT","ST","CGT/6_12-800-6-2,2/0,37 kW STANDARD","6_12",6,12,"800-6","2,2/0,37 kW","STANDARD","/","/","/","/","/",2299,"to be confirmed",2.2000000000000002,0.37,1977,""]
[null,"CGT","CGT","ST","CGT/6_12-800-9-0,75/0,12 kW STANDARD","6_12",6,12,"800-9","0,75/0,12 kW","STANDARD","/","/","/","/","/",1911,"to be confirmed",0.75,0.12,1974,""]
[null,"CGT","CGT","ST","CGT/6_12-800-9-1,1/0,18 kW STANDARD","6_12",6,12,"800-9","1,1/0,18 kW","STANDARD","/","/","/","/","/",1934,"to be confirmed",1.1000000000000001,0.18,1975,""]
[null,"CGT","CGT","ST","CGT/6_12-800-9-1,5/0,25 kW STANDARD","6_12",6,12,"800-9","1,5/0,25 kW","STANDARD","/","/","/","/","/",2196,"to be confirmed",1.5,0.25,1976,""]
[null,"CGT","CGT","ST","CGT/6_12-800-9-2,2/0,37 kW STANDARD","6_12",6,12,"800-9","2,2/0,37 kW","STANDARD","/","/","/","/","/",2413,"to be confirmed",2.2000000000000002,0.37,1977,""]
[null,"CGT","CGT","ST","CGT/6_12-800-9-3/0,55 kW STANDARD","6_12",6,12,"800-9","3/0,55 kW","STANDARD","/","/","/","/","/",2531,"to be confirmed",3,0.55000000000000004,1978,""]
[null,"CGT","CGT","ST","CGT/6_12-800-9-4/0,65 kW STANDARD","6_12",6,12,"800-9","4/0,65 kW","STANDARD","/","/","/","/","/",2557,"to be confirmed",4,0.65,1979,""]
[null,"CGT","CGT","ST","CGT/6_12-900-3-1,5/0,25 kW STANDARD","6_12",6,12,"900-3","1,5/0,25 kW","STANDARD","/","/","/","/","/",2494,"to be confirmed",1.5,0.25,1976,""]
[null,"CGT","CGT","ST","CGT/6_12-900-6-1,5/0,25 kW STANDARD","6_12",6,12,"900-6","1,5/0,25 kW","STANDARD","/","/","/","/","/",2590,"to be confirmed",1.5,0.25,1976,""]
[null,"CGT","CGT","ST","CGT/6_12-900-6-2,2/0,37 kW STANDARD","6_12",6,12,"900-6","2,2/0,37 kW","STANDARD","/","/","/","/","/",2808,"to be confirmed",2.2000000000000002,0.37,1977,""]
[null,"CGT","CGT","ST","CGT/6_12-900-6-3/0,55 kW STANDARD","6_12",6,12,"900-6","3/0,55 kW","STANDARD","/","/","/","/","/",2926,"to be confirmed",3,0.55000000000000004,1978,""]
[null,"CGT","CGT","ST","CGT/6_12-900-9-1,5/0,25 kW STANDARD","6_12",6,12,"900-9","1,5/0,25 kW","STANDARD","/","/","/","/","/",2701,"to be confirmed",1.5,0.25,1976,""]
[null,"CGT","CGT","ST","CGT/6_12-900-9-2,2/0,37 kW STANDARD","6_12",6,12,"900-9","2,2/0,37 kW","STANDARD","/","/","/","/","/",2918,"to be confirmed",2.2000000000000002,0.37,1977,""]
[null,"CGT","CGT","ST","CGT/6_12-900-9-3/0,55 kW STANDARD","6_12",6,12,"900-9","3/0,55 kW","STANDARD","/","/","/","/","/",3036,"to be confirmed",3,0.55000000000000004,1978,""]
[null,"CGT","CGT","ST","CGT/6-1000-3-1,5 kW STANDARD",6,6,0,"1000-3","1,5 kW","STANDARD","/","/","/","/","/",2262,"4weeks",1.5,0,1755,""]
[null,"CGT","CGT","ST","CGT/6-1000-3-1,5 kW IE3",6,6,0,"1000-3","1,5 kW","IE3","/","/","/","/","/",2320,"to be confirmed",1.5,0,6114,""]
[null,"CGT_ATEX_II2GExdIICT4","CGT_ATEX","II2GExdIICT4","CGT_ATEX_II2GExdIICT4/6-1000-3-1,5 kW STANDARD",6,6,0,"1000-3","1,5 kW","STANDARD","/","/","/","/","/",3673,"5weeks",1.5,0,6174," PTC VERSION + 148,33 & DELIVERY TIME 7 WEEKS"]
[null,"CGT_ATEX_II2GExdIIBT4","CGT_ATEX","II2GExdIIBT4","CGT_ATEX_II2GExdIIBT4/6-1000-3-1,5 kW STANDARD",6,6,0,"1000-3","1,5 kW","STANDARD","/","/","/","/","/",3471,"5weeks",1.5,0,5920," PTC VERSION + 148,33 & DELIVERY TIME 7 WEEKS"]
[null,"CGT_ATEX_II2GExdIIBT5","CGT_ATEX","II2GExdIIBT5","CGT_ATEX_II2GExdIIBT5/6-1000-3-1,5 kW STANDARD",6,6,0,"1000-3","1,5 kW","STANDARD","/","/","/","/","/",3471,"5weeks",1.5,0,5947," PTC VERSION + 148,33 & DELIVERY TIME 7 WEEKS"]
[null,"CGT_ATEX_II2GExeIIT3","CGT_ATEX","II2GExeIIT3","CGT_ATEX_II2GExeIIT3/6-1000-3-1,5 kW STANDARD",6,6,0,"1000-3","1,5 kW","STANDARD","/","/","/","/","/",3210,"5weeks",1.5,0,6057,""]
[null,"CGT_ATEX_II3DExtcIIICT125","CGT_ATEX","II3DExtcIIICT125","CGT_ATEX_II3DExtcIIICT125/6-1000-3-1,5 kW STANDARD",6,6,0,"1000-3","1,5 kW","STANDARD","/","/","/","/","/",3535,"to be confirmed",1.5,0,5849,""]
[null,"CGT","CGT","ST","CGT/6-1000-3-2,2 kW STANDARD",6,6,0,"1000-3","2,2 kW","STANDARD","/","/","/","/","/",2341,"4weeks",2.2000000000000002,0,1756,""]
[null,"CGT","CGT","ST","CGT/6-1000-3-2,2 kW IE3",6,6,0,"1000-3","2,2 kW","IE3","/","/","/","/","/",2403,"to be confirmed",2.2000000000000002,0,5944,""]
[null,"CGT_ATEX_II2GExdIICT4","CGT_ATEX","II2GExdIICT4","CGT_ATEX_II2GExdIICT4/6-1000-3-2,2 kW STANDARD",6,6,0,"1000-3","2,2 kW","STANDARD","/","/","/","/","/",3994,"5weeks",2.2000000000000002,0,6089," PTC VERSION + 148,33 & DELIVERY TIME 7 WEEKS"]
[null,"CGT_ATEX_II2GExdIIBT4","CGT_ATEX","II2GExdIIBT4","CGT_ATEX_II2GExdIIBT4/6-1000-3-2,2 kW STANDARD",6,6,0,"1000-3","2,2 kW","STANDARD","/","/","/","/","/",3748,"5weeks",2.2000000000000002,0,6303," PTC VERSION + 148,33 & DELIVERY TIME 7 WEEKS"]
[null,"CGT_ATEX_II2GExdIIBT5","CGT_ATEX","II2GExdIIBT5","CGT_ATEX_II2GExdIIBT5/6-1000-3-2,2 kW STANDARD",6,6,0,"1000-3","2,2 kW","STANDARD","/","/","/","/","/",3748,"5weeks",2.2000000000000002,0,6138," PTC VERSION + 148,33 & DELIVERY TIME 7 WEEKS"]
[null,"CGT_ATEX_II2GExeIIT3","CGT_ATEX","II2GExeIIT3","CGT_ATEX_II2GExeIIT3/6-1000-3-2,2 kW STANDARD",6,6,0,"1000-3","2,2 kW","STANDARD","/","/","/","/","/",3608,"5weeks",2.2000000000000002,0,6161,""]
[null,"CGT_ATEX_II3DExtcIIICT125","CGT_ATEX","II3DExtcIIICT125","CGT_ATEX_II3DExtcIIICT125/6-1000-3-2,2 kW STANDARD",6,6,0,"1000-3","2,2 kW","STANDARD","/","/","/","/","/",3776,"to be confirmed",2.2000000000000002,0,5998,""]
[null,"CGT","CGT","ST","CGT/6-1000-3-3 kW STANDARD",6,6,0,"1000-3","3 kW","STANDARD","/","/","/","/","/",2466,"4weeks",3,0,1757,""]
[null,"CGT","CGT","ST","CGT/6-1000-3-3 kW IE3",6,6,0,"1000-3","3 kW","IE3","/","/","/","/","/",2548,"to be confirmed",3,0,5875,""]
[null,"CGT_ATEX_II2GExdIICT4","CGT_ATEX","II2GExdIICT4","CGT_ATEX_II2GExdIICT4/6-1000-3-3 kW STANDARD",6,6,0,"1000-3","3 kW","STANDARD","/","/","/","/","/",4862,"5weeks",3,0,6047," PTC VERSION + 171,67 & DELIVERY TIME 7 WEEKS"]
[null,"CGT_ATEX_II2GExdIIBT4","CGT_ATEX","II2GExdIIBT4","CGT_ATEX_II2GExdIIBT4/6-1000-3-3 kW STANDARD",6,6,0,"1000-3","3 kW","STANDARD","/","/","/","/","/",4504,"5weeks",3,0,6248," PTC VERSION + 171,67 & DELIVERY TIME 7 WEEKS"]
[null,"CGT_ATEX_II2GExdIIBT5","CGT_ATEX","II2GExdIIBT5","CGT_ATEX_II2GExdIIBT5/6-1000-3-3 kW STANDARD",6,6,0,"1000-3","3 kW","STANDARD","/","/","/","/","/",4504,"5weeks",3,0,5828," PTC VERSION + 171,67 & DELIVERY TIME 7 WEEKS"]
[null,"CGT_ATEX_II2GExeIIT3","CGT_ATEX","II2GExeIIT3","CGT_ATEX_II2GExeIIT3/6-1000-3-3 kW STANDARD",6,6,0,"1000-3","3 kW","STANDARD","/","/","/","/","/",4274,"5weeks",3,0,5805,""]
[null,"CGT_ATEX_II3DExtcIIICT125","CGT_ATEX","II3DExtcIIICT125","CGT_ATEX_II3DExtcIIICT125/6-1000-3-3 kW STANDARD",6,6,0,"1000-3","3 kW","STANDARD","/","/","/","/","/",4043,"to be confirmed",3,0,6249,""]
[null,"CGT","CGT","ST","CGT/6-1000-3-4 kW IE3",6,6,0,"1000-3","4 kW","IE3","/","/","/","/","/",2721,"to be confirmed",4,0,5985,""]
[null,"CGT","CGT","ST","CGT/6-1000-3-4 kW STANDARD",6,6,0,"1000-3","4 kW","STANDARD","/","/","/","/","/",2617,"4weeks",4,0,1758,""]
[null,"CGT_ATEX_II2GExdIICT4","CGT_ATEX","II2GExdIICT4","CGT_ATEX_II2GExdIICT4/6-1000-3-4 kW STANDARD",6,6,0,"1000-3","4 kW","STANDARD","/","/","/","/","/",5306,"5weeks",4,0,5861," PTC VERSION + 171,67 & DELIVERY TIME 7 WEEKS"]
[null,"CGT_ATEX_II2GExdIIBT4","CGT_ATEX","II2GExdIIBT4","CGT_ATEX_II2GExdIIBT4/6-1000-3-4 kW STANDARD",6,6,0,"1000-3","4 kW","STANDARD","/","/","/","/","/",4891,"5weeks",4,0,6183," PTC VERSION + 171,67 & DELIVERY TIME 7 WEEKS"]
[null,"CGT_ATEX_II2GExdIIBT5","CGT_ATEX","II2GExdIIBT5","CGT_ATEX_II2GExdIIBT5/6-1000-3-4 kW STANDARD",6,6,0,"1000-3","4 kW","STANDARD","/","/","/","/","/",4891,"5weeks",4,0,5932," PTC VERSION + 171,67 & DELIVERY TIME 7 WEEKS"]
[null,"CGT_ATEX_II2GExeIIT3","CGT_ATEX","II2GExeIIT3","CGT_ATEX_II2GExeIIT3/6-1000-3-4 kW STANDARD",6,6,0,"1000-3","4 kW","STANDARD","/","/","/","/","/",4492,"5weeks",4,0,5909,""]
[null,"CGT_ATEX_II3DExtcIIICT125","CGT_ATEX","II3DExtcIIICT125","CGT_ATEX_II3DExtcIIICT125/6-1000-3-4 kW STANDARD",6,6,0,"1000-3","4 kW","STANDARD","/","/","/","/","/",4366,"to be confirmed",4,0,6061,""]
[null,"CGT","CGT","ST","CGT/6-1000-6-1,5 kW STANDARD",6,6,0,"1000-6","1,5 kW","STANDARD","/","/","/","/","/",2362,"4weeks",1.5,0,1755,""]
[null,"CGT","CGT","ST","CGT/6-1000-6-1,5 kW IE3",6,6,0,"1000-6","1,5 kW","IE3","/","/","/","/","/",2420,"to be confirmed",1.5,0,6114,""]
[null,"CGT_ATEX_II2GExdIICT4","CGT_ATEX","II2GExdIICT4","CGT_ATEX_II2GExdIICT4/6-1000-6-1,5 kW STANDARD",6,6,0,"1000-6","1,5 kW","STANDARD","/","/","/","/","/",3782,"5weeks",1.5,0,6174," PTC VERSION + 148,33 & DELIVERY TIME 7 WEEKS"]
[null,"CGT_ATEX_II2GExdIIBT4","CGT_ATEX","II2GExdIIBT4","CGT_ATEX_II2GExdIIBT4/6-1000-6-1,5 kW STANDARD",6,6,0,"1000-6","1,5 kW","STANDARD","/","/","/","/","/",3578,"5weeks",1.5,0,5920," PTC VERSION + 148,33 & DELIVERY TIME 7 WEEKS"]
[null,"CGT_ATEX_II2GExdIIBT5","CGT_ATEX","II2GExdIIBT5","CGT_ATEX_II2GExdIIBT5/6-1000-6-1,5 kW STANDARD",6,6,0,"1000-6","1,5 kW","STANDARD","/","/","/","/","/",3578,"5weeks",1.5,0,5947," PTC VERSION + 148,33 & DELIVERY TIME 7 WEEKS"]
[null,"CGT_ATEX_II2GExeIIT3","CGT_ATEX","II2GExeIIT3","CGT_ATEX_II2GExeIIT3/6-1000-6-1,5 kW STANDARD",6,6,0,"1000-6","1,5 kW","STANDARD","/","/","/","/","/",3318,"5weeks",1.5,0,6057,""]
[null,"CGT_ATEX_II3DExtcIIICT125","CGT_ATEX","II3DExtcIIICT125","CGT_ATEX_II3DExtcIIICT125/6-1000-6-1,5 kW STANDARD",6,6,0,"1000-6","1,5 kW","STANDARD","/","/","/","/","/",3642,"to be confirmed",1.5,0,5849,""]
[null,"CGT","CGT","ST","CGT/6-1000-6-2,2 kW STANDARD",6,6,0,"1000-6","2,2 kW","STANDARD","/","/","/","/","/",2440,"4weeks",2.2000000000000002,0,1756,""]
[null,"CGT","CGT","ST","CGT/6-1000-6-2,2 kW IE3",6,6,0,"1000-6","2,2 kW","IE3","/","/","/","/","/",2503,"to be confirmed",2.2000000000000002,0,5944,""]
[null,"CGT_ATEX_II2GExdIICT4","CGT_ATEX","II2GExdIICT4","CGT_ATEX_II2GExdIICT4/6-1000-6-2,2 kW STANDARD",6,6,0,"1000-6","2,2 kW","STANDARD","/","/","/","/","/",4102,"5weeks",2.2000000000000002,0,6089," PTC VERSION + 148,33 & DELIVERY TIME 7 WEEKS"]
[null,"CGT_ATEX_II2GExdIIBT4","CGT_ATEX","II2GExdIIBT4","CGT_ATEX_II2GExdIIBT4/6-1000-6-2,2 kW STANDARD",6,6,0,"1000-6","2,2 kW","STANDARD","/","/","/","/","/",3856,"5weeks",2.2000000000000002,0,6303," PTC VERSION + 148,33 & DELIVERY TIME 7 WEEKS"]
[null,"CGT_ATEX_II2GExdIIBT5","CGT_ATEX","II2GExdIIBT5","CGT_ATEX_II2GExdIIBT5/6-1000-6-2,2 kW STANDARD",6,6,0,"1000-6","2,2 kW","STANDARD","/","/","/","/","/",3856,"5weeks",2.2000000000000002,0,6138," PTC VERSION + 148,33 & DELIVERY TIME 7 WEEKS"]
[null,"CGT_ATEX_II2GExeIIT3","CGT_ATEX","II2GExeIIT3","CGT_ATEX_II2GExeIIT3/6-1000-6-2,2 kW STANDARD",6,6,0,"1000-6","2,2 kW","STANDARD","/","/","/","/","/",3716,"5weeks",2.2000000000000002,0,6161,""]
[null,"CGT_ATEX_II3DExtcIIICT125","CGT_ATEX","II3DExtcIIICT125","CGT_ATEX_II3DExtcIIICT125/6-1000-6-2,2 kW STANDARD",6,6,0,"1000-6","2,2 kW","STANDARD","/","/","/","/","/",3883,"to be confirmed",2.2000000000000002,0,5998,""]
[null,"CGT","CGT","ST","CGT/6-1000-6-3 kW STANDARD",6,6,0,"1000-6","3 kW","STANDARD","/","/","/","/","/",2566,"4weeks",3,0,1757,""]
[null,"CGT","CGT","ST","CGT/6-1000-6-3 kW IE3",6,6,0,"1000-6","3 kW","IE3","/","/","/","/","/",2648,"to be confirmed",3,0,5875,""]
[null,"CGT_ATEX_II2GExdIICT4","CGT_ATEX","II2GExdIICT4","CGT_ATEX_II2GExdIICT4/6-1000-6-3 kW STANDARD",6,6,0,"1000-6","3 kW","STANDARD","/","/","/","/","/",4970,"5weeks",3,0,6047," PTC VERSION + 171,67 & DELIVERY TIME 7 WEEKS"]
[null,"CGT_ATEX_II2GExdIIBT4","CGT_ATEX","II2GExdIIBT4","CGT_ATEX_II2GExdIIBT4/6-1000-6-3 kW STANDARD",6,6,0,"1000-6","3 kW","STANDARD","/","/","/","/","/",4611,"5weeks",3,0,6248," PTC VERSION + 171,67 & DELIVERY TIME 7 WEEKS"]
[null,"CGT_ATEX_II2GExdIIBT5","CGT_ATEX","II2GExdIIBT5","CGT_ATEX_II2GExdIIBT5/6-1000-6-3 kW STANDARD",6,6,0,"1000-6","3 kW","STANDARD","/","/","/","/","/",4611,"5weeks",3,0,5828," PTC VERSION + 171,67 & DELIVERY TIME 7 WEEKS"]
[null,"CGT_ATEX_II2GExeIIT3","CGT_ATEX","II2GExeIIT3","CGT_ATEX_II2GExeIIT3/6-1000-6-3 kW STANDARD",6,6,0,"1000-6","3 kW","STANDARD","/","/","/","/","/",4382,"5weeks",3,0,5805,""]
[null,"CGT_ATEX_II3DExtcIIICT125","CGT_ATEX","II3DExtcIIICT125","CGT_ATEX_II3DExtcIIICT125/6-1000-6-3 kW STANDARD",6,6,0,"1000-6","3 kW","STANDARD","/","/","/","/","/",4150,"to be confirmed",3,0,6249,""]
[null,"CGT","CGT","ST","CGT/6-1000-6-4 kW IE3",6,6,0,"1000-6","4 kW","IE3","/","/","/","/","/",2821,"to be confirmed",4,0,5985,""]
[null,"CGT","CGT","ST","CGT/6-1000-6-4 kW STANDARD",6,6,0,"1000-6","4 kW","STANDARD","/","/","/","/","/",2717,"4weeks",4,0,1758,""]
[null,"CGT_ATEX_II2GExdIICT4","CGT_ATEX","II2GExdIICT4","CGT_ATEX_II2GExdIICT4/6-1000-6-4 kW STANDARD",6,6,0,"1000-6","4 kW","STANDARD","/","/","/","/","/",5414,"5weeks",4,0,5861," PTC VERSION + 171,67 & DELIVERY TIME 7 WEEKS"]
[null,"CGT_ATEX_II2GExdIIBT4","CGT_ATEX","II2GExdIIBT4","CGT_ATEX_II2GExdIIBT4/6-1000-6-4 kW STANDARD",6,6,0,"1000-6","4 kW","STANDARD","/","/","/","/","/",5000,"5weeks",4,0,6183," PTC VERSION + 171,67 & DELIVERY TIME 7 WEEKS"]
[null,"CGT_ATEX_II2GExdIIBT5","CGT_ATEX","II2GExdIIBT5","CGT_ATEX_II2GExdIIBT5/6-1000-6-4 kW STANDARD",6,6,0,"1000-6","4 kW","STANDARD","/","/","/","/","/",5000,"5weeks",4,0,5932," PTC VERSION + 171,67 & DELIVERY TIME 7 WEEKS"]
[null,"CGT_ATEX_II2GExeIIT3","CGT_ATEX","II2GExeIIT3","CGT_ATEX_II2GExeIIT3/6-1000-6-4 kW STANDARD",6,6,0,"1000-6","4 kW","STANDARD","/","/","/","/","/",4601,"5weeks",4,0,5909,""]
[null,"CGT_ATEX_II3DExtcIIICT125","CGT_ATEX","II3DExtcIIICT125","CGT_ATEX_II3DExtcIIICT125/6-1000-6-4 kW STANDARD",6,6,0,"1000-6","4 kW","STANDARD","/","/","/","/","/",4475,"to be confirmed",4,0,6061,""]
[null,"CGT","CGT","ST","CGT/6-1000-6-5,5 kW STANDARD",6,6,0,"1000-6","5,5 kW","STANDARD","/","/","/","/","/",3014,"4weeks",5.5,0,1759,""]
[null,"CGT_ATEX_II2GExdIICT4","CGT_ATEX","II2GExdIICT4","CGT_ATEX_II2GExdIICT4/6-1000-6-5,5 kW STANDARD",6,6,0,"1000-6","5,5 kW","STANDARD","/","/","/","/","/",5976,"5weeks",5.5,0,5922," PTC VERSION + 171,67 & DELIVERY TIME 7 WEEKS"]
[null,"CGT_ATEX_II2GExdIIBT4","CGT_ATEX","II2GExdIIBT4","CGT_ATEX_II2GExdIIBT4/6-1000-6-5,5 kW STANDARD",6,6,0,"1000-6","5,5 kW","STANDARD","/","/","/","/","/",5488,"5weeks",5.5,0,6041," PTC VERSION + 171,67 & DELIVERY TIME 7 WEEKS"]
[null,"CGT_ATEX_II2GExdIIBT5","CGT_ATEX","II2GExdIIBT5","CGT_ATEX_II2GExdIIBT5/6-1000-6-5,5 kW STANDARD",6,6,0,"1000-6","5,5 kW","STANDARD","/","/","/","/","/",5488,"5weeks",5.5,0,6257," PTC VERSION + 171,67 & DELIVERY TIME 7 WEEKS"]
[null,"CGT_ATEX_II2GExeIIT3","CGT_ATEX","II2GExeIIT3","CGT_ATEX_II2GExeIIT3/6-1000-6-5,5 kW STANDARD",6,6,0,"1000-6","5,5 kW","STANDARD","/","/","/","/","/",4818,"5weeks",5.5,0,6299,""]
[null,"CGT_ATEX_II3DExtcIIICT125","CGT_ATEX","II3DExtcIIICT125","CGT_ATEX_II3DExtcIIICT125/6-1000-6-5,5 kW STANDARD",6,6,0,"1000-6","5,5 kW","STANDARD","/","/","/","/","/",4938,"to be confirmed",5.5,0,6029,""]
[null,"CGT","CGT","ST","CGT/6-1000-6-7,5 kW IE3",6,6,0,"1000-6","7,5 kW","IE3","/","/","/","/","/",3546,"4weeks",7.5,0,6231,""]
[null,"CGT","CGT","ST","CGT/6-1000-6-7,5 kW STANDARD",6,6,0,"1000-6","7,5 kW","STANDARD","/","/","/","/","/",3415,"4weeks",7.5,0,1760,""]
[null,"CGT","CGT","ST","CGT/6-1000-9-2,2 kW IE3",6,6,0,"1000-9","2,2 kW","IE3","/","/","/","/","/",2595,"to be confirmed",2.2000000000000002,0,5944,""]
[null,"CGT","CGT","ST","CGT/6-1000-9-2,2 kW STANDARD",6,6,0,"1000-9","2,2 kW","STANDARD","/","/","/","/","/",2532,"4weeks",2.2000000000000002,0,1756,""]
[null,"CGT_ATEX_II2GExdIICT4","CGT_ATEX","II2GExdIICT4","CGT_ATEX_II2GExdIICT4/6-1000-9-2,2 kW STANDARD",6,6,0,"1000-9","2,2 kW","STANDARD","/","/","/","/","/",4202,"5weeks",2.2000000000000002,0,6089," PTC VERSION + 148,33 & DELIVERY TIME 7 WEEKS"]
[null,"CGT_ATEX_II2GExdIIBT4","CGT_ATEX","II2GExdIIBT4","CGT_ATEX_II2GExdIIBT4/6-1000-9-2,2 kW STANDARD",6,6,0,"1000-9","2,2 kW","STANDARD","/","/","/","/","/",3956,"5weeks",2.2000000000000002,0,6303," PTC VERSION + 148,33 & DELIVERY TIME 7 WEEKS"]
[null,"CGT_ATEX_II2GExdIIBT5","CGT_ATEX","II2GExdIIBT5","CGT_ATEX_II2GExdIIBT5/6-1000-9-2,2 kW STANDARD",6,6,0,"1000-9","2,2 kW","STANDARD","/","/","/","/","/",3956,"5weeks",2.2000000000000002,0,6138," PTC VERSION + 148,33 & DELIVERY TIME 7 WEEKS"]
[null,"CGT_ATEX_II2GExeIIT3","CGT_ATEX","II2GExeIIT3","CGT_ATEX_II2GExeIIT3/6-1000-9-2,2 kW STANDARD",6,6,0,"1000-9","2,2 kW","STANDARD","/","/","/","/","/",3816,"5weeks",2.2000000000000002,0,6161,""]
[null,"CGT_ATEX_II3DExtcIIICT125","CGT_ATEX","II3DExtcIIICT125","CGT_ATEX_II3DExtcIIICT125/6-1000-9-2,2 kW STANDARD",6,6,0,"1000-9","2,2 kW","STANDARD","/","/","/","/","/",3984,"to be confirmed",2.2000000000000002,0,5998,""]
[null,"CGT","CGT","ST","CGT/6-1000-9-3 kW STANDARD",6,6,0,"1000-9","3 kW","STANDARD","/","/","/","/","/",2658,"4weeks",3,0,1757,""]
[null,"CGT","CGT","ST","CGT/6-1000-9-3 kW IE3",6,6,0,"1000-9","3 kW","IE3","/","/","/","/","/",2739,"to be confirmed",3,0,5875,""]
[null,"CGT_ATEX_II2GExdIICT4","CGT_ATEX","II2GExdIICT4","CGT_ATEX_II2GExdIICT4/6-1000-9-3 kW STANDARD",6,6,0,"1000-9","3 kW","STANDARD","/","/","/","/","/",5070,"5weeks",3,0,6047," PTC VERSION + 171,67 & DELIVERY TIME 7 WEEKS"]
[null,"CGT_ATEX_II2GExdIIBT4","CGT_ATEX","II2GExdIIBT4","CGT_ATEX_II2GExdIIBT4/6-1000-9-3 kW STANDARD",6,6,0,"1000-9","3 kW","STANDARD","/","/","/","/","/",4712,"5weeks",3,0,6248," PTC VERSION + 171,67 & DELIVERY TIME 7 WEEKS"]
[null,"CGT_ATEX_II2GExdIIBT5","CGT_ATEX","II2GExdIIBT5","CGT_ATEX_II2GExdIIBT5/6-1000-9-3 kW STANDARD",6,6,0,"1000-9","3 kW","STANDARD","/","/","/","/","/",4712,"5weeks",3,0,5828," PTC VERSION + 171,67 & DELIVERY TIME 7 WEEKS"]
[null,"CGT_ATEX_II2GExeIIT3","CGT_ATEX","II2GExeIIT3","CGT_ATEX_II2GExeIIT3/6-1000-9-3 kW STANDARD",6,6,0,"1000-9","3 kW","STANDARD","/","/","/","/","/",4482,"5weeks",3,0,5805,""]
[null,"CGT_ATEX_II3DExtcIIICT125","CGT_ATEX","II3DExtcIIICT125","CGT_ATEX_II3DExtcIIICT125/6-1000-9-3 kW STANDARD",6,6,0,"1000-9","3 kW","STANDARD","/","/","/","/","/",4251,"to be confirmed",3,0,6249,""]
[null,"CGT","CGT","ST","CGT/6-1000-9-4 kW STANDARD",6,6,0,"1000-9","4 kW","STANDARD","/","/","/","/","/",2809,"4weeks",4,0,1758,""]
[null,"CGT","CGT","ST","CGT/6-1000-9-4 kW IE3",6,6,0,"1000-9","4 kW","IE3","/","/","/","/","/",2913,"to be confirmed",4,0,5985,""]
[null,"CGT_ATEX_II2GExdIICT4","CGT_ATEX","II2GExdIICT4","CGT_ATEX_II2GExdIICT4/6-1000-9-4 kW STANDARD",6,6,0,"1000-9","4 kW","STANDARD","/","/","/","/","/",5514,"5weeks",4,0,5861," PTC VERSION + 171,67 & DELIVERY TIME 7 WEEKS"]
[null,"CGT_ATEX_II2GExdIIBT4","CGT_ATEX","II2GExdIIBT4","CGT_ATEX_II2GExdIIBT4/6-1000-9-4 kW STANDARD",6,6,0,"1000-9","4 kW","STANDARD","/","/","/","/","/",5099,"5weeks",4,0,6183," PTC VERSION + 171,67 & DELIVERY TIME 7 WEEKS"]
[null,"CGT_ATEX_II2GExdIIBT5","CGT_ATEX","II2GExdIIBT5","CGT_ATEX_II2GExdIIBT5/6-1000-9-4 kW STANDARD",6,6,0,"1000-9","4 kW","STANDARD","/","/","/","/","/",5099,"5weeks",4,0,5932," PTC VERSION + 171,67 & DELIVERY TIME 7 WEEKS"]
[null,"CGT_ATEX_II2GExeIIT3","CGT_ATEX","II2GExeIIT3","CGT_ATEX_II2GExeIIT3/6-1000-9-4 kW STANDARD",6,6,0,"1000-9","4 kW","STANDARD","/","/","/","/","/",4700,"5weeks",4,0,5909,""]
[null,"CGT_ATEX_II3DExtcIIICT125","CGT_ATEX","II3DExtcIIICT125","CGT_ATEX_II3DExtcIIICT125/6-1000-9-4 kW STANDARD",6,6,0,"1000-9","4 kW","STANDARD","/","/","/","/","/",4574,"to be confirmed",4,0,6061,""]
[null,"CGT","CGT","ST","CGT/6-1000-9-5,5 kW STANDARD",6,6,0,"1000-9","5,5 kW","STANDARD","/","/","/","/","/",3105,"4weeks",5.5,0,1759,""]
[null,"CGT_ATEX_II2GExdIICT4","CGT_ATEX","II2GExdIICT4","CGT_ATEX_II2GExdIICT4/6-1000-9-5,5 kW STANDARD",6,6,0,"1000-9","5,5 kW","STANDARD","/","/","/","/","/",6076,"5weeks",5.5,0,5922," PTC VERSION + 171,67 & DELIVERY TIME 7 WEEKS"]
[null,"CGT_ATEX_II2GExdIIBT4","CGT_ATEX","II2GExdIIBT4","CGT_ATEX_II2GExdIIBT4/6-1000-9-5,5 kW STANDARD",6,6,0,"1000-9","5,5 kW","STANDARD","/","/","/","/","/",5588,"5weeks",5.5,0,6041," PTC VERSION + 171,67 & DELIVERY TIME 7 WEEKS"]
[null,"CGT_ATEX_II2GExdIIBT5","CGT_ATEX","II2GExdIIBT5","CGT_ATEX_II2GExdIIBT5/6-1000-9-5,5 kW STANDARD",6,6,0,"1000-9","5,5 kW","STANDARD","/","/","/","/","/",5588,"5weeks",5.5,0,6257," PTC VERSION + 171,67 & DELIVERY TIME 7 WEEKS"]
[null,"CGT_ATEX_II2GExeIIT3","CGT_ATEX","II2GExeIIT3","CGT_ATEX_II2GExeIIT3/6-1000-9-5,5 kW STANDARD",6,6,0,"1000-9","5,5 kW","STANDARD","/","/","/","/","/",4918,"5weeks",5.5,0,6299,""]
[null,"CGT_ATEX_II3DExtcIIICT125","CGT_ATEX","II3DExtcIIICT125","CGT_ATEX_II3DExtcIIICT125/6-1000-9-5,5 kW STANDARD",6,6,0,"1000-9","5,5 kW","STANDARD","/","/","/","/","/",5037,"to be confirmed",5.5,0,6029,""]
[null,"CGT","CGT","ST","CGT/6-1000-9-7,5 kW STANDARD",6,6,0,"1000-9","7,5 kW","STANDARD","/","/","/","/","/",3507,"4weeks",7.5,0,1760,""]
[null,"CGT","CGT","ST","CGT/6-1000-9-7,5 kW IE3",6,6,0,"1000-9","7,5 kW","IE3","/","/","/","/","/",3638,"4weeks",7.5,0,6231,""]
[null,"CGT_ATEX_II2GExdIICT4","CGT_ATEX","II2GExdIICT4","CGT_ATEX_II2GExdIICT4/6-1000-9-7,5 kW STANDARD",6,6,0,"1000-9","7,5 kW","STANDARD","/","/","/","/","/",6361,"5weeks",7.5,0,5939," PTC VERSION + 171,67 & DELIVERY TIME 7 WEEKS"]
[null,"CGT_ATEX_II2GExdIIBT4","CGT_ATEX","II2GExdIIBT4","CGT_ATEX_II2GExdIIBT4/6-1000-9-7,5 kW STANDARD",6,6,0,"1000-9","7,5 kW","STANDARD","/","/","/","/","/",5835,"5weeks",7.5,0,6294," PTC VERSION + 171,67 & DELIVERY TIME 7 WEEKS"]
[null,"CGT_ATEX_II2GExdIIBT5","CGT_ATEX","II2GExdIIBT5","CGT_ATEX_II2GExdIIBT5/6-1000-9-7,5 kW STANDARD",6,6,0,"1000-9","7,5 kW","STANDARD","/","/","/","/","/",5835,"5weeks",7.5,0,5879," PTC VERSION + 171,67 & DELIVERY TIME 7 WEEKS"]
[null,"CGT_ATEX_II2GExeIIT3","CGT_ATEX","II2GExeIIT3","CGT_ATEX_II2GExeIIT3/6-1000-9-7,5 kW STANDARD",6,6,0,"1000-9","7,5 kW","STANDARD","/","/","/","/","/",6686,"5weeks",7.5,0,6051,""]
[null,"CGT","CGT","ST","CGT/6-1250-3-11 kW IE3",6,6,0,"1250-3","11 kW","IE3","/","/","/","/","/",4857,"4weeks",11,0,6315,""]
[null,"CGT","CGT","ST","CGT/6-1250-3-11 kW STANDARD",6,6,0,"1250-3","11 kW","STANDARD","/","/","/","/","/",4773,"4weeks",11,0,1762,""]
[null,"CGT_ATEX_II2GExdIICT4","CGT_ATEX","II2GExdIICT4","CGT_ATEX_II2GExdIICT4/6-1250-3-11 kW STANDARD",6,6,0,"1250-3","11 kW","STANDARD","/","/","/","/","/",8478,"to be confirmed",11,0,6254," PTC VERSION + 171,67 & DELIVERY TIME 7 WEEKS"]
[null,"CGT_ATEX_II2GExdIIBT4","CGT_ATEX","II2GExdIIBT4","CGT_ATEX_II2GExdIIBT4/6-1250-3-11 kW STANDARD",6,6,0,"1250-3","11 kW","STANDARD","/","/","/","/","/",7786,"to be confirmed",11,0,5917," PTC VERSION + 171,67 & DELIVERY TIME 7 WEEKS"]
[null,"CGT_ATEX_II2GExdIIBT5","CGT_ATEX","II2GExdIIBT5","CGT_ATEX_II2GExdIIBT5/6-1250-3-11 kW STANDARD",6,6,0,"1250-3","11 kW","STANDARD","/","/","/","/","/",7786,"to be confirmed",11,0,5988," PTC VERSION + 171,67 & DELIVERY TIME 7 WEEKS"]
[null,"CGT_ATEX_II2GExeIIT3","CGT_ATEX","II2GExeIIT3","CGT_ATEX_II2GExeIIT3/6-1250-3-11 kW STANDARD",6,6,0,"1250-3","11 kW","STANDARD","/","/","/","/","/",7677,"5weeks",11,0,5886,""]
[null,"CGT_ATEX_II3DExtcIIICT125","CGT_ATEX","II3DExtcIIICT125","CGT_ATEX_II3DExtcIIICT125/6-1250-3-11 kW STANDARD",6,6,0,"1250-3","11 kW","STANDARD","/","/","/","/","/",6875,"to be confirmed",11,0,5923,""]
[null,"CGT","CGT","ST","CGT/6-1250-3-2,2 kW STANDARD",6,6,0,"1250-3","2,2 kW","STANDARD","/","/","/","/","/",3307,"4weeks",2.2000000000000002,0,1756,""]
[null,"CGT","CGT","ST","CGT/6-1250-3-2,2 kW IE3",6,6,0,"1250-3","2,2 kW","IE3","/","/","/","/","/",3369,"to be confirmed",2.2000000000000002,0,5944,""]
[null,"CGT_ATEX_II2GExdIICT4","CGT_ATEX","II2GExdIICT4","CGT_ATEX_II2GExdIICT4/6-1250-3-2,2 kW STANDARD",6,6,0,"1250-3","2,2 kW","STANDARD","/","/","/","/","/",5040,"5weeks",2.2000000000000002,0,6089," PTC VERSION + 148,33 & DELIVERY TIME 7 WEEKS"]
[null,"CGT_ATEX_II2GExdIIBT4","CGT_ATEX","II2GExdIIBT4","CGT_ATEX_II2GExdIIBT4/6-1250-3-2,2 kW STANDARD",6,6,0,"1250-3","2,2 kW","STANDARD","/","/","/","/","/",4795,"5weeks",2.2000000000000002,0,6303," PTC VERSION + 148,33 & DELIVERY TIME 7 WEEKS"]
[null,"CGT_ATEX_II2GExdIIBT5","CGT_ATEX","II2GExdIIBT5","CGT_ATEX_II2GExdIIBT5/6-1250-3-2,2 kW STANDARD",6,6,0,"1250-3","2,2 kW","STANDARD","/","/","/","/","/",4795,"5weeks",2.2000000000000002,0,6138," PTC VERSION + 148,33 & DELIVERY TIME 7 WEEKS"]
[null,"CGT_ATEX_II2GExeIIT3","CGT_ATEX","II2GExeIIT3","CGT_ATEX_II2GExeIIT3/6-1250-3-2,2 kW STANDARD",6,6,0,"1250-3","2,2 kW","STANDARD","/","/","/","/","/",4655,"5weeks",2.2000000000000002,0,6161,""]
[null,"CGT_ATEX_II3DExtcIIICT125","CGT_ATEX","II3DExtcIIICT125","CGT_ATEX_II3DExtcIIICT125/6-1250-3-2,2 kW STANDARD",6,6,0,"1250-3","2,2 kW","STANDARD","/","/","/","/","/",4823,"to be confirmed",2.2000000000000002,0,5998,""]
[null,"CGT","CGT","ST","CGT/6-1250-3-3 kW IE3",6,6,0,"1250-3","3 kW","IE3","/","/","/","/","/",3514,"to be confirmed",3,0,5875,""]
[null,"CGT","CGT","ST","CGT/6-1250-3-3 kW STANDARD",6,6,0,"1250-3","3 kW","STANDARD","/","/","/","/","/",3432,"4weeks",3,0,1757,""]
[null,"CGT_ATEX_II2GExdIICT4","CGT_ATEX","II2GExdIICT4","CGT_ATEX_II2GExdIICT4/6-1250-3-3 kW STANDARD",6,6,0,"1250-3","3 kW","STANDARD","/","/","/","/","/",5909,"5weeks",3,0,6047," PTC VERSION + 171,67 & DELIVERY TIME 7 WEEKS"]
[null,"CGT_ATEX_II2GExdIIBT4","CGT_ATEX","II2GExdIIBT4","CGT_ATEX_II2GExdIIBT4/6-1250-3-3 kW STANDARD",6,6,0,"1250-3","3 kW","STANDARD","/","/","/","/","/",5551,"5weeks",3,0,6248," PTC VERSION + 171,67 & DELIVERY TIME 7 WEEKS"]
[null,"CGT_ATEX_II2GExdIIBT5","CGT_ATEX","II2GExdIIBT5","CGT_ATEX_II2GExdIIBT5/6-1250-3-3 kW STANDARD",6,6,0,"1250-3","3 kW","STANDARD","/","/","/","/","/",5551,"5weeks",3,0,5828," PTC VERSION + 171,67 & DELIVERY TIME 7 WEEKS"]
[null,"CGT_ATEX_II2GExeIIT3","CGT_ATEX","II2GExeIIT3","CGT_ATEX_II2GExeIIT3/6-1250-3-3 kW STANDARD",6,6,0,"1250-3","3 kW","STANDARD","/","/","/","/","/",5321,"5weeks",3,0,5805,""]
[null,"CGT_ATEX_II3DExtcIIICT125","CGT_ATEX","II3DExtcIIICT125","CGT_ATEX_II3DExtcIIICT125/6-1250-3-3 kW STANDARD",6,6,0,"1250-3","3 kW","STANDARD","/","/","/","/","/",5090,"to be confirmed",3,0,6249,""]
[null,"CGT","CGT","ST","CGT/6-1250-3-4 kW STANDARD",6,6,0,"1250-3","4 kW","STANDARD","/","/","/","/","/",3583,"4weeks",4,0,1758,""]
[null,"CGT","CGT","ST","CGT/6-1250-3-4 kW IE3",6,6,0,"1250-3","4 kW","IE3","/","/","/","/","/",3687,"to be confirmed",4,0,5985,""]
[null,"CGT_ATEX_II2GExdIICT4","CGT_ATEX","II2GExdIICT4","CGT_ATEX_II2GExdIICT4/6-1250-3-4 kW STANDARD",6,6,0,"1250-3","4 kW","STANDARD","/","/","/","/","/",6353,"5weeks",4,0,5861," PTC VERSION + 171,67 & DELIVERY TIME 7 WEEKS"]
[null,"CGT_ATEX_II2GExdIIBT4","CGT_ATEX","II2GExdIIBT4","CGT_ATEX_II2GExdIIBT4/6-1250-3-4 kW STANDARD",6,6,0,"1250-3","4 kW","STANDARD","/","/","/","/","/",5938,"5weeks",4,0,6183," PTC VERSION + 171,67 & DELIVERY TIME 7 WEEKS"]
[null,"CGT_ATEX_II2GExdIIBT5","CGT_ATEX","II2GExdIIBT5","CGT_ATEX_II2GExdIIBT5/6-1250-3-4 kW STANDARD",6,6,0,"1250-3","4 kW","STANDARD","/","/","/","/","/",5938,"5weeks",4,0,5932," PTC VERSION + 171,67 & DELIVERY TIME 7 WEEKS"]
[null,"CGT_ATEX_II2GExeIIT3","CGT_ATEX","II2GExeIIT3","CGT_ATEX_II2GExeIIT3/6-1250-3-4 kW STANDARD",6,6,0,"1250-3","4 kW","STANDARD","/","/","/","/","/",5539,"5weeks",4,0,5909,""]
[null,"CGT_ATEX_II3DExtcIIICT125","CGT_ATEX","II3DExtcIIICT125","CGT_ATEX_II3DExtcIIICT125/6-1250-3-4 kW STANDARD",6,6,0,"1250-3","4 kW","STANDARD","/","/","/","/","/",5413,"to be confirmed",4,0,6061,""]
[null,"CGT","CGT","ST","CGT/6-1250-3-5,5 kW STANDARD",6,6,0,"1250-3","5,5 kW","STANDARD","/","/","/","/","/",3880,"4weeks",5.5,0,1759,""]
[null,"CGT_ATEX_II2GExdIICT4","CGT_ATEX","II2GExdIICT4","CGT_ATEX_II2GExdIICT4/6-1250-3-5,5 kW STANDARD",6,6,0,"1250-3","5,5 kW","STANDARD","/","/","/","/","/",6915,"5weeks",5.5,0,5922," PTC VERSION + 171,67 & DELIVERY TIME 7 WEEKS"]
[null,"CGT_ATEX_II2GExdIIBT4","CGT_ATEX","II2GExdIIBT4","CGT_ATEX_II2GExdIIBT4/6-1250-3-5,5 kW STANDARD",6,6,0,"1250-3","5,5 kW","STANDARD","/","/","/","/","/",6426,"5weeks",5.5,0,6041," PTC VERSION + 171,67 & DELIVERY TIME 7 WEEKS"]
[null,"CGT_ATEX_II2GExdIIBT5","CGT_ATEX","II2GExdIIBT5","CGT_ATEX_II2GExdIIBT5/6-1250-3-5,5 kW STANDARD",6,6,0,"1250-3","5,5 kW","STANDARD","/","/","/","/","/",6426,"5weeks",5.5,0,6257," PTC VERSION + 171,67 & DELIVERY TIME 7 WEEKS"]
[null,"CGT_ATEX_II2GExeIIT3","CGT_ATEX","II2GExeIIT3","CGT_ATEX_II2GExeIIT3/6-1250-3-5,5 kW STANDARD",6,6,0,"1250-3","5,5 kW","STANDARD","/","/","/","/","/",5757,"5weeks",5.5,0,6299,""]
[null,"CGT_ATEX_II3DExtcIIICT125","CGT_ATEX","II3DExtcIIICT125","CGT_ATEX_II3DExtcIIICT125/6-1250-3-5,5 kW STANDARD",6,6,0,"1250-3","5,5 kW","STANDARD","/","/","/","/","/",5876,"to be confirmed",5.5,0,6029,""]
[null,"CGT","CGT","ST","CGT/6-1250-3-7,5 kW IE3",6,6,0,"1250-3","7,5 kW","IE3","/","/","/","/","/",4413,"4weeks",7.5,0,6231,""]
[null,"CGT","CGT","ST","CGT/6-1250-3-7,5 kW STANDARD",6,6,0,"1250-3","7,5 kW","STANDARD","/","/","/","/","/",4281,"4weeks",7.5,0,1760,""]
[null,"CGT_ATEX_II2GExdIICT4","CGT_ATEX","II2GExdIICT4","CGT_ATEX_II2GExdIICT4/6-1250-3-7,5 kW STANDARD",6,6,0,"1250-3","7,5 kW","STANDARD","/","/","/","/","/",7200,"5weeks",7.5,0,5939," PTC VERSION + 171,67 & DELIVERY TIME 7 WEEKS"]
[null,"CGT_ATEX_II2GExdIIBT4","CGT_ATEX","II2GExdIIBT4","CGT_ATEX_II2GExdIIBT4/6-1250-3-7,5 kW STANDARD",6,6,0,"1250-3","7,5 kW","STANDARD","/","/","/","/","/",6674,"5weeks",7.5,0,6294," PTC VERSION + 171,67 & DELIVERY TIME 7 WEEKS"]
[null,"CGT_ATEX_II2GExdIIBT5","CGT_ATEX","II2GExdIIBT5","CGT_ATEX_II2GExdIIBT5/6-1250-3-7,5 kW STANDARD",6,6,0,"1250-3","7,5 kW","STANDARD","/","/","/","/","/",6674,"5weeks",7.5,0,5879," PTC VERSION + 171,67 & DELIVERY TIME 7 WEEKS"]
[null,"CGT_ATEX_II2GExeIIT3","CGT_ATEX","II2GExeIIT3","CGT_ATEX_II2GExeIIT3/6-1250-3-7,5 kW STANDARD",6,6,0,"1250-3","7,5 kW","STANDARD","/","/","/","/","/",7525,"5weeks",7.5,0,6051,""]
[null,"CGT","CGT","ST","CGT/6-1250-6-11 kW STANDARD",6,6,0,"1250-6","11 kW","STANDARD","/","/","/","/","/",4877,"4weeks",11,0,1762,""]
[null,"CGT","CGT","ST","CGT/6-1250-6-11 kW IE3",6,6,0,"1250-6","11 kW","IE3","/","/","/","/","/",4961,"4weeks",11,0,6315,""]
[null,"CGT_ATEX_II2GExdIICT4","CGT_ATEX","II2GExdIICT4","CGT_ATEX_II2GExdIICT4/6-1250-6-11 kW STANDARD",6,6,0,"1250-6","11 kW","STANDARD","/","/","/","/","/",8589,"to be confirmed",11,0,6254," PTC VERSION + 171,67 & DELIVERY TIME 7 WEEKS"]
[null,"CGT_ATEX_II2GExdIIBT4","CGT_ATEX","II2GExdIIBT4","CGT_ATEX_II2GExdIIBT4/6-1250-6-11 kW STANDARD",6,6,0,"1250-6","11 kW","STANDARD","/","/","/","/","/",7899,"to be confirmed",11,0,5917," PTC VERSION + 171,67 & DELIVERY TIME 7 WEEKS"]
[null,"CGT_ATEX_II2GExdIIBT5","CGT_ATEX","II2GExdIIBT5","CGT_ATEX_II2GExdIIBT5/6-1250-6-11 kW STANDARD",6,6,0,"1250-6","11 kW","STANDARD","/","/","/","/","/",7899,"to be confirmed",11,0,5988," PTC VERSION + 171,67 & DELIVERY TIME 7 WEEKS"]
[null,"CGT_ATEX_II2GExeIIT3","CGT_ATEX","II2GExeIIT3","CGT_ATEX_II2GExeIIT3/6-1250-6-11 kW STANDARD",6,6,0,"1250-6","11 kW","STANDARD","/","/","/","/","/",7789,"5weeks",11,0,5886,""]
[null,"CGT_ATEX_II3DExtcIIICT125","CGT_ATEX","II3DExtcIIICT125","CGT_ATEX_II3DExtcIIICT125/6-1250-6-11 kW STANDARD",6,6,0,"1250-6","11 kW","STANDARD","/","/","/","/","/",6987,"to be confirmed",11,0,5923,""]
[null,"CGT","CGT","ST","CGT/6-1250-6-15 kW IE3",6,6,0,"1250-6","15 kW","IE3","/","/","/","/","/",5530,"4weeks",15,0,6087,""]
[null,"CGT","CGT","ST","CGT/6-1250-6-15 kW STANDARD",6,6,0,"1250-6","15 kW","STANDARD","/","/","/","/","/",5410,"4weeks",15,0,1763,""]
[null,"CGT_ATEX_II2GExdIICT4","CGT_ATEX","II2GExdIICT4","CGT_ATEX_II2GExdIICT4/6-1250-6-15 kW STANDARD",6,6,0,"1250-6","15 kW","STANDARD","/","/","/","/","/",11079,"to be confirmed",15,0,5912," PTC VERSION + 171,67 & DELIVERY TIME 7 WEEKS"]
[null,"CGT_ATEX_II2GExdIIBT4","CGT_ATEX","II2GExdIIBT4","CGT_ATEX_II2GExdIIBT4/6-1250-6-15 kW STANDARD",6,6,0,"1250-6","15 kW","STANDARD","/","/","/","/","/",10062,"to be confirmed",15,0,5792," PTC VERSION + 171,67 & DELIVERY TIME 7 WEEKS"]
[null,"CGT_ATEX_II2GExdIIBT5","CGT_ATEX","II2GExdIIBT5","CGT_ATEX_II2GExdIIBT5/6-1250-6-15 kW STANDARD",6,6,0,"1250-6","15 kW","STANDARD","/","/","/","/","/",10062,"to be confirmed",15,0,5960," PTC VERSION + 171,67 & DELIVERY TIME 7 WEEKS"]
[null,"CGT_ATEX_II2GExeIIT3","CGT_ATEX","II2GExeIIT3","CGT_ATEX_II2GExeIIT3/6-1250-6-15 kW STANDARD",6,6,0,"1250-6","15 kW","STANDARD","/","/","/","/","/",{"$error":"#VALUE!"},{"$error":"#N/A"},15,0,6074,"IF YOU NEED PRICE CONTACT SALES DEPARTMENT"]
[null,"CGT_ATEX_II3DExtcIIICT125","CGT_ATEX","II3DExtcIIICT125","CGT_ATEX_II3DExtcIIICT125/6-1250-6-15 kW STANDARD",6,6,0,"1250-6","15 kW","STANDARD","/","/","/","/","/",7950,"to be confirmed",15,0,5972,""]
[null,"CGT","CGT","ST","CGT/6-1250-6-4 kW STANDARD",6,6,0,"1250-6","4 kW","STANDARD","/","/","/","/","/",3687,"4weeks",4,0,1758,""]
[null,"CGT","CGT","ST","CGT/6-1250-6-4 kW IE3",6,6,0,"1250-6","4 kW","IE3","/","/","/","/","/",3791,"to be confirmed",4,0,5985,""]
[null,"CGT_ATEX_II2GExdIICT4","CGT_ATEX","II2GExdIICT4","CGT_ATEX_II2GExdIICT4/6-1250-6-4 kW STANDARD",6,6,0,"1250-6","4 kW","STANDARD","/","/","/","/","/",6465,"5weeks",4,0,5861," PTC VERSION + 171,67 & DELIVERY TIME 7 WEEKS"]
[null,"CGT_ATEX_II2GExdIIBT4","CGT_ATEX","II2GExdIIBT4","CGT_ATEX_II2GExdIIBT4/6-1250-6-4 kW STANDARD",6,6,0,"1250-6","4 kW","STANDARD","/","/","/","/","/",6050,"5weeks",4,0,6183," PTC VERSION + 171,67 & DELIVERY TIME 7 WEEKS"]
[null,"CGT_ATEX_II2GExdIIBT5","CGT_ATEX","II2GExdIIBT5","CGT_ATEX_II2GExdIIBT5/6-1250-6-4 kW STANDARD",6,6,0,"1250-6","4 kW","STANDARD","/","/","/","/","/",6050,"5weeks",4,0,5932," PTC VERSION + 171,67 & DELIVERY TIME 7 WEEKS"]
[null,"CGT_ATEX_II2GExeIIT3","CGT_ATEX","II2GExeIIT3","CGT_ATEX_II2GExeIIT3/6-1250-6-4 kW STANDARD",6,6,0,"1250-6","4 kW","STANDARD","/","/","/","/","/",5652,"5weeks",4,0,5909,""]
[null,"CGT_ATEX_II3DExtcIIICT125","CGT_ATEX","II3DExtcIIICT125","CGT_ATEX_II3DExtcIIICT125/6-1250-6-4 kW STANDARD",6,6,0,"1250-6","4 kW","STANDARD","/","/","/","/","/",5526,"to be confirmed",4,0,6061,""]
[null,"CGT","CGT","ST","CGT/6-1250-6-5,5 kW STANDARD",6,6,0,"1250-6","5,5 kW","STANDARD","/","/","/","/","/",3983,"4weeks",5.5,0,1759,""]
[null,"CGT_ATEX_II2GExdIICT4","CGT_ATEX","II2GExdIICT4","CGT_ATEX_II2GExdIICT4/6-1250-6-5,5 kW STANDARD",6,6,0,"1250-6","5,5 kW","STANDARD","/","/","/","/","/",7026,"5weeks",5.5,0,5922," PTC VERSION + 171,67 & DELIVERY TIME 7 WEEKS"]
[null,"CGT_ATEX_II2GExdIIBT4","CGT_ATEX","II2GExdIIBT4","CGT_ATEX_II2GExdIIBT4/6-1250-6-5,5 kW STANDARD",6,6,0,"1250-6","5,5 kW","STANDARD","/","/","/","/","/",6538,"5weeks",5.5,0,6041," PTC VERSION + 171,67 & DELIVERY TIME 7 WEEKS"]
[null,"CGT_ATEX_II2GExdIIBT5","CGT_ATEX","II2GExdIIBT5","CGT_ATEX_II2GExdIIBT5/6-1250-6-5,5 kW STANDARD",6,6,0,"1250-6","5,5 kW","STANDARD","/","/","/","/","/",6538,"5weeks",5.5,0,6257," PTC VERSION + 171,67 & DELIVERY TIME 7 WEEKS"]
[null,"CGT_ATEX_II2GExeIIT3","CGT_ATEX","II2GExeIIT3","CGT_ATEX_II2GExeIIT3/6-1250-6-5,5 kW STANDARD",6,6,0,"1250-6","5,5 kW","STANDARD","/","/","/","/","/",5869,"5weeks",5.5,0,6299,""]
[null,"CGT_ATEX_II3DExtcIIICT125","CGT_ATEX","II3DExtcIIICT125","CGT_ATEX_II3DExtcIIICT125/6-1250-6-5,5 kW STANDARD",6,6,0,"1250-6","5,5 kW","STANDARD","/","/","/","/","/",5989,"to be confirmed",5.5,0,6029,""]
[null,"CGT","CGT","ST","CGT/6-1250-6-7,5 kW STANDARD",6,6,0,"1250-6","7,5 kW","STANDARD","/","/","/","/","/",4385,"4weeks",7.5,0,1760,""]
[null,"CGT","CGT","ST","CGT/6-1250-6-7,5 kW IE3",6,6,0,"1250-6","7,5 kW","IE3","/","/","/","/","/",4515,"4weeks",7.5,0,6231,""]
[null,"CGT_ATEX_II2GExdIICT4","CGT_ATEX","II2GExdIICT4","CGT_ATEX_II2GExdIICT4/6-1250-6-7,5 kW STANDARD",6,6,0,"1250-6","7,5 kW","STANDARD","/","/","/","/","/",7312,"5weeks",7.5,0,5939," PTC VERSION + 171,67 & DELIVERY TIME 7 WEEKS"]
[null,"CGT_ATEX_II2GExdIIBT4","CGT_ATEX","II2GExdIIBT4","CGT_ATEX_II2GExdIIBT4/6-1250-6-7,5 kW STANDARD",6,6,0,"1250-6","7,5 kW","STANDARD","/","/","/","/","/",6786,"5weeks",7.5,0,6294," PTC VERSION + 171,67 & DELIVERY TIME 7 WEEKS"]
[null,"CGT_ATEX_II2GExdIIBT5","CGT_ATEX","II2GExdIIBT5","CGT_ATEX_II2GExdIIBT5/6-1250-6-7,5 kW STANDARD",6,6,0,"1250-6","7,5 kW","STANDARD","/","/","/","/","/",6786,"5weeks",7.5,0,5879," PTC VERSION + 171,67 & DELIVERY TIME 7 WEEKS"]
[null,"CGT_ATEX_II2GExeIIT3","CGT_ATEX","II2GExeIIT3","CGT_ATEX_II2GExeIIT3/6-1250-6-7,5 kW STANDARD",6,6,0,"1250-6","7,5 kW","STANDARD","/","/","/","/","/",7636,"5weeks",7.5,0,6051,""]
[null,"CGT","CGT","ST","CGT/6-1250-9-11 kW IE3",6,6,0,"1250-9","11 kW","IE3","/","/","/","/","/",5115,"4weeks",11,0,6315,""]
[null,"CGT","CGT","ST","CGT/6-1250-9-11 kW STANDARD",6,6,0,"1250-9","11 kW","STANDARD","/","/","/","/","/",5031,"4weeks",11,0,1762,""]
[null,"CGT_ATEX_II2GExdIICT4","CGT_ATEX","II2GExdIICT4","CGT_ATEX_II2GExdIICT4/6-1250-9-11 kW STANDARD",6,6,0,"1250-9","11 kW","STANDARD","/","/","/","/","/",8757,"to be confirmed",11,0,6254," PTC VERSION + 171,67 & DELIVERY TIME 7 WEEKS"]
[null,"CGT_ATEX_II2GExdIIBT4","CGT_ATEX","II2GExdIIBT4","CGT_ATEX_II2GExdIIBT4/6-1250-9-11 kW STANDARD",6,6,0,"1250-9","11 kW","STANDARD","/","/","/","/","/",8066,"to be confirmed",11,0,5917," PTC VERSION + 171,67 & DELIVERY TIME 7 WEEKS"]
[null,"CGT_ATEX_II2GExdIIBT5","CGT_ATEX","II2GExdIIBT5","CGT_ATEX_II2GExdIIBT5/6-1250-9-11 kW STANDARD",6,6,0,"1250-9","11 kW","STANDARD","/","/","/","/","/",8066,"to be confirmed",11,0,5988," PTC VERSION + 171,67 & DELIVERY TIME 7 WEEKS"]
[null,"CGT_ATEX_II2GExeIIT3","CGT_ATEX","II2GExeIIT3","CGT_ATEX_II2GExeIIT3/6-1250-9-11 kW STANDARD",6,6,0,"1250-9","11 kW","STANDARD","/","/","/","/","/",7956,"5weeks",11,0,5886,""]
[null,"CGT_ATEX_II3DExtcIIICT125","CGT_ATEX","II3DExtcIIICT125","CGT_ATEX_II3DExtcIIICT125/6-1250-9-11 kW STANDARD",6,6,0,"1250-9","11 kW","STANDARD","/","/","/","/","/",7154,"to be confirmed",11,0,5923,""]
[null,"CGT","CGT","ST","CGT/6-1250-9-15 kW STANDARD",6,6,0,"1250-9","15 kW","STANDARD","/","/","/","/","/",5564,"4weeks",15,0,1763,""]
[null,"CGT","CGT","ST","CGT/6-1250-9-15 kW IE3",6,6,0,"1250-9","15 kW","IE3","/","/","/","/","/",5685,"4weeks",15,0,6087,""]
[null,"CGT_ATEX_II2GExdIICT4","CGT_ATEX","II2GExdIICT4","CGT_ATEX_II2GExdIICT4/6-1250-9-15 kW STANDARD",6,6,0,"1250-9","15 kW","STANDARD","/","/","/","/","/",11247,"to be confirmed",15,0,5912," PTC VERSION + 171,67 & DELIVERY TIME 7 WEEKS"]
[null,"CGT_ATEX_II2GExdIIBT4","CGT_ATEX","II2GExdIIBT4","CGT_ATEX_II2GExdIIBT4/6-1250-9-15 kW STANDARD",6,6,0,"1250-9","15 kW","STANDARD","/","/","/","/","/",10230,"to be confirmed",15,0,5792," PTC VERSION + 171,67 & DELIVERY TIME 7 WEEKS"]
[null,"CGT_ATEX_II2GExdIIBT5","CGT_ATEX","II2GExdIIBT5","CGT_ATEX_II2GExdIIBT5/6-1250-9-15 kW STANDARD",6,6,0,"1250-9","15 kW","STANDARD","/","/","/","/","/",10230,"to be confirmed",15,0,5960," PTC VERSION + 171,67 & DELIVERY TIME 7 WEEKS"]
[null,"CGT_ATEX_II2GExeIIT3","CGT_ATEX","II2GExeIIT3","CGT_ATEX_II2GExeIIT3/6-1250-9-15 kW STANDARD",6,6,0,"1250-9","15 kW","STANDARD","/","/","/","/","/",{"$error":"#VALUE!"},{"$error":"#N/A"},15,0,6074,"IF YOU NEED PRICE CONTACT SALES DEPARTMENT"]
[null,"CGT_ATEX_II3DExtcIIICT125","CGT_ATEX","II3DExtcIIICT125","CGT_ATEX_II3DExtcIIICT125/6-1250-9-15 kW STANDARD",6,6,0,"1250-9","15 kW","STANDARD","/","/","/","/","/",8118,"to be confirmed",15,0,5972,""]
[null,"CGT","CGT","ST","CGT/6-1250-9-18,5 kW IE3",6,6,0,"1250-9","18,5 kW","IE3","/","/","/","/","/",6381,"4weeks",18.5,0,5860,""]
[null,"CGT","CGT","ST","CGT/6-1250-9-18,5 kW STANDARD",6,6,0,"1250-9","18,5 kW","STANDARD","/","/","/","/","/",6187,"4weeks",18.5,0,1764,""]
[null,"CGT_ATEX_II2GExdIICT4","CGT_ATEX","II2GExdIICT4","CGT_ATEX_II2GExdIICT4/6-1250-9-18,5 kW STANDARD",6,6,0,"1250-9","18,5 kW","STANDARD","/","/","/","/","/",11857,"to be confirmed",18.5,0,6053," PTC VERSION + 171,67 & DELIVERY TIME 7 WEEKS"]
[null,"CGT_ATEX_II2GExdIIBT4","CGT_ATEX","II2GExdIIBT4","CGT_ATEX_II2GExdIIBT4/6-1250-9-18,5 kW STANDARD",6,6,0,"1250-9","18,5 kW","STANDARD","/","/","/","/","/",11833,"to be confirmed",18.5,0,5786," PTC VERSION + 171,67 & DELIVERY TIME 7 WEEKS"]
[null,"CGT_ATEX_II2GExdIIBT5","CGT_ATEX","II2GExdIIBT5","CGT_ATEX_II2GExdIIBT5/6-1250-9-18,5 kW STANDARD",6,6,0,"1250-9","18,5 kW","STANDARD","/","/","/","/","/",11833,"to be confirmed",18.5,0,5872," PTC VERSION + 171,67 & DELIVERY TIME 7 WEEKS"]
[null,"CGT_ATEX_II2GExeIIT3","CGT_ATEX","II2GExeIIT3","CGT_ATEX_II2GExeIIT3/6-1250-9-18,5 kW STANDARD",6,6,0,"1250-9","18,5 kW","STANDARD","/","/","/","/","/",{"$error":"#VALUE!"},{"$error":"#N/A"},18.5,0,6158,"IF YOU NEED PRICE CONTACT SALES DEPARTMENT"]
[null,"CGT_ATEX_II3DExtcIIICT125","CGT_ATEX","II3DExtcIIICT125","CGT_ATEX_II3DExtcIIICT125/6-1250-9-18,5 kW STANDARD",6,6,0,"1250-9","18,5 kW","STANDARD","/","/","/","/","/",10668,"to be confirmed",18.5,0,6042,""]
[null,"CGT","CGT","ST","CGT/6-1250-9-22 kW STANDARD",6,6,0,"1250-9","22 kW","STANDARD","/","/","/","/","/",6572,"4weeks",22,0,1765,""]
[null,"CGT","CGT","ST","CGT/6-1250-9-22 kW IE3",6,6,0,"1250-9","22 kW","IE3","/","/","/","/","/",6774,"4weeks",22,0,5873,""]
[null,"CGT_ATEX_II2GExdIICT4","CGT_ATEX","II2GExdIICT4","CGT_ATEX_II2GExdIICT4/6-1250-9-22 kW STANDARD",6,6,0,"1250-9","22 kW","STANDARD","/","/","/","/","/",13891,"to be confirmed",22,0,6065," PTC VERSION + 171,67 & DELIVERY TIME 7 WEEKS"]
[null,"CGT_ATEX_II2GExdIIBT4","CGT_ATEX","II2GExdIIBT4","CGT_ATEX_II2GExdIIBT4/6-1250-9-22 kW STANDARD",6,6,0,"1250-9","22 kW","STANDARD","/","/","/","/","/",12528,"to be confirmed",22,0,6005," PTC VERSION + 171,67 & DELIVERY TIME 7 WEEKS"]
[null,"CGT_ATEX_II2GExdIIBT5","CGT_ATEX","II2GExdIIBT5","CGT_ATEX_II2GExdIIBT5/6-1250-9-22 kW STANDARD",6,6,0,"1250-9","22 kW","STANDARD","/","/","/","/","/",12528,"to be confirmed",22,0,5926," PTC VERSION + 171,67 & DELIVERY TIME 7 WEEKS"]
[null,"CGT_ATEX_II2GExeIIT3","CGT_ATEX","II2GExeIIT3","CGT_ATEX_II2GExeIIT3/6-1250-9-22 kW STANDARD",6,6,0,"1250-9","22 kW","STANDARD","/","/","/","/","/",{"$error":"#VALUE!"},{"$error":"#N/A"},22,0,6076,"IF YOU NEED PRICE CONTACT SALES DEPARTMENT"]
[null,"CGT_ATEX_II3DExtcIIICT125","CGT_ATEX","II3DExtcIIICT125","CGT_ATEX_II3DExtcIIICT125/6-1250-9-22 kW STANDARD",6,6,0,"1250-9","22 kW","STANDARD","/","/","/","/","/",11277,"to be confirmed",22,0,6220,""]
[null,"CGT","CGT","ST","CGT/6-1250-9-5,5 kW STANDARD",6,6,0,"1250-9","5,5 kW","STANDARD","/","/","/","/","/",4139,"4weeks",5.5,0,1759,""]
[null,"CGT_ATEX_II2GExdIICT4","CGT_ATEX","II2GExdIICT4","CGT_ATEX_II2GExdIICT4/6-1250-9-5,5 kW STANDARD",6,6,0,"1250-9","5,5 kW","STANDARD","/","/","/","/","/",7194,"5weeks",5.5,0,5922," PTC VERSION + 171,67 & DELIVERY TIME 7 WEEKS"]
[null,"CGT_ATEX_II2GExdIIBT4","CGT_ATEX","II2GExdIIBT4","CGT_ATEX_II2GExdIIBT4/6-1250-9-5,5 kW STANDARD",6,6,0,"1250-9","5,5 kW","STANDARD","/","/","/","/","/",6706,"5weeks",5.5,0,6041," PTC VERSION + 171,67 & DELIVERY TIME 7 WEEKS"]
[null,"CGT_ATEX_II2GExdIIBT5","CGT_ATEX","II2GExdIIBT5","CGT_ATEX_II2GExdIIBT5/6-1250-9-5,5 kW STANDARD",6,6,0,"1250-9","5,5 kW","STANDARD","/","/","/","/","/",6706,"5weeks",5.5,0,6257," PTC VERSION + 171,67 & DELIVERY TIME 7 WEEKS"]
[null,"CGT_ATEX_II2GExeIIT3","CGT_ATEX","II2GExeIIT3","CGT_ATEX_II2GExeIIT3/6-1250-9-5,5 kW STANDARD",6,6,0,"1250-9","5,5 kW","STANDARD","/","/","/","/","/",6036,"5weeks",5.5,0,6299,""]
[null,"CGT_ATEX_II3DExtcIIICT125","CGT_ATEX","II3DExtcIIICT125","CGT_ATEX_II3DExtcIIICT125/6-1250-9-5,5 kW STANDARD",6,6,0,"1250-9","5,5 kW","STANDARD","/","/","/","/","/",6157,"to be confirmed",5.5,0,6029,""]
[null,"CGT","CGT","ST","CGT/6-1250-9-7,5 kW STANDARD",6,6,0,"1250-9","7,5 kW","STANDARD","/","/","/","/","/",4540,"4weeks",7.5,0,1760,""]
[null,"CGT","CGT","ST","CGT/6-1250-9-7,5 kW IE3",6,6,0,"1250-9","7,5 kW","IE3","/","/","/","/","/",4671,"4weeks",7.5,0,6231,""]
[null,"CGT_ATEX_II2GExdIICT4","CGT_ATEX","II2GExdIICT4","CGT_ATEX_II2GExdIICT4/6-1250-9-7,5 kW STANDARD",6,6,0,"1250-9","7,5 kW","STANDARD","/","/","/","/","/",7480,"5weeks",7.5,0,5939," PTC VERSION + 171,67 & DELIVERY TIME 7 WEEKS"]
[null,"CGT_ATEX_II2GExdIIBT4","CGT_ATEX","II2GExdIIBT4","CGT_ATEX_II2GExdIIBT4/6-1250-9-7,5 kW STANDARD",6,6,0,"1250-9","7,5 kW","STANDARD","/","/","/","/","/",6954,"5weeks",7.5,0,6294," PTC VERSION + 171,67 & DELIVERY TIME 7 WEEKS"]
[null,"CGT_ATEX_II2GExdIIBT5","CGT_ATEX","II2GExdIIBT5","CGT_ATEX_II2GExdIIBT5/6-1250-9-7,5 kW STANDARD",6,6,0,"1250-9","7,5 kW","STANDARD","/","/","/","/","/",6954,"5weeks",7.5,0,5879," PTC VERSION + 171,67 & DELIVERY TIME 7 WEEKS"]
[null,"CGT_ATEX_II2GExeIIT3","CGT_ATEX","II2GExeIIT3","CGT_ATEX_II2GExeIIT3/6-1250-9-7,5 kW STANDARD",6,6,0,"1250-9","7,5 kW","STANDARD","/","/","/","/","/",7804,"5weeks",7.5,0,6051,""]
[null,"CGT","CGT","ST","CGT/6-560-6-0,37 kW STANDARD",6,6,0,"560-6","0,37 kW","STANDARD","/","/","/","/","/",1018,"4weeks",0.37,0,1751,""]
[null,"CGT","CGT","ST","CGT/6-560-6-0,55 kW STANDARD",6,6,0,"560-6","0,55 kW","STANDARD","/","/","/","/","/",1033,"4weeks",0.55000000000000004,0,1752,""]
[null,"CGT_ATEX_II2GExdIICT4","CGT_ATEX","II2GExdIICT4","CGT_ATEX_II2GExdIICT4/6-560-6-0,55 kW STANDARD",6,6,0,"560-6","0,55 kW","STANDARD","/","/","/","/","/",1900,"5weeks",0.55000000000000004,0,6104," PTC VERSION + 123,33 & DELIVERY TIME 7 WEEKS"]
[null,"CGT_ATEX_II2GExdIIBT4","CGT_ATEX","II2GExdIIBT4","CGT_ATEX_II2GExdIIBT4/6-560-6-0,55 kW STANDARD",6,6,0,"560-6","0,55 kW","STANDARD","/","/","/","/","/",1777,"5weeks",0.55000000000000004,0,6194," PTC VERSION + 123,33 & DELIVERY TIME 7 WEEKS"]
[null,"CGT_ATEX_II2GExdIIBT5","CGT_ATEX","II2GExdIIBT5","CGT_ATEX_II2GExdIIBT5/6-560-6-0,55 kW STANDARD",6,6,0,"560-6","0,55 kW","STANDARD","/","/","/","/","/",1777,"5weeks",0.55000000000000004,0,5936," PTC VERSION + 123,33 & DELIVERY TIME 7 WEEKS"]
[null,"CGT_ATEX_II2GExeIIT3","CGT_ATEX","II2GExeIIT3","CGT_ATEX_II2GExeIIT3/6-560-6-0,55 kW STANDARD",6,6,0,"560-6","0,55 kW","STANDARD","/","/","/","/","/",1448,"5weeks",0.55000000000000004,0,6048,""]
[null,"CGT_ATEX_II3DExtcIIICT125","CGT_ATEX","II3DExtcIIICT125","CGT_ATEX_II3DExtcIIICT125/6-560-6-0,55 kW STANDARD",6,6,0,"560-6","0,55 kW","STANDARD","/","/","/","/","/",1946,"to be confirmed",0.55000000000000004,0,6135,""]
[null,"CGT","CGT","ST","CGT/6-630-6-0,37 kW STANDARD",6,6,0,"630-6","0,37 kW","STANDARD","/","/","/","/","/",1092,"4weeks",0.37,0,1751,""]
[null,"CGT","CGT","ST","CGT/6-630-6-0,55 kW STANDARD",6,6,0,"630-6","0,55 kW","STANDARD","/","/","/","/","/",1106,"4weeks",0.55000000000000004,0,1752,""]
[null,"CGT_ATEX_II2GExdIICT4","CGT_ATEX","II2GExdIICT4","CGT_ATEX_II2GExdIICT4/6-630-6-0,55 kW STANDARD",6,6,0,"630-6","0,55 kW","STANDARD","/","/","/","/","/",1980,"5weeks",0.55000000000000004,0,6104," PTC VERSION + 123,33 & DELIVERY TIME 7 WEEKS"]
[null,"CGT_ATEX_II2GExdIIBT4","CGT_ATEX","II2GExdIIBT4","CGT_ATEX_II2GExdIIBT4/6-630-6-0,55 kW STANDARD",6,6,0,"630-6","0,55 kW","STANDARD","/","/","/","/","/",1857,"5weeks",0.55000000000000004,0,6194," PTC VERSION + 123,33 & DELIVERY TIME 7 WEEKS"]
[null,"CGT_ATEX_II2GExdIIBT5","CGT_ATEX","II2GExdIIBT5","CGT_ATEX_II2GExdIIBT5/6-630-6-0,55 kW STANDARD",6,6,0,"630-6","0,55 kW","STANDARD","/","/","/","/","/",1857,"5weeks",0.55000000000000004,0,5936," PTC VERSION + 123,33 & DELIVERY TIME 7 WEEKS"]
[null,"CGT_ATEX_II2GExeIIT3","CGT_ATEX","II2GExeIIT3","CGT_ATEX_II2GExeIIT3/6-630-6-0,55 kW STANDARD",6,6,0,"630-6","0,55 kW","STANDARD","/","/","/","/","/",1528,"5weeks",0.55000000000000004,0,6048,""]
[null,"CGT_ATEX_II3DExtcIIICT125","CGT_ATEX","II3DExtcIIICT125","CGT_ATEX_II3DExtcIIICT125/6-630-6-0,55 kW STANDARD",6,6,0,"630-6","0,55 kW","STANDARD","/","/","/","/","/",2027,"to be confirmed",0.55000000000000004,0,6135,""]
[null,"CGT","CGT","ST","CGT/6-630-6-0,75 kW STANDARD",6,6,0,"630-6","0,75 kW","STANDARD","/","/","/","/","/",1157,"4weeks",0.75,0,1753,""]
[null,"CGT","CGT","ST","CGT/6-630-6-0,75 kW IE3",6,6,0,"630-6","0,75 kW","IE3","/","/","/","/","/",1201,"to be confirmed",0.75,0,5802,""]
[null,"CGT_ATEX_II2GExdIICT4","CGT_ATEX","II2GExdIICT4","CGT_ATEX_II2GExdIICT4/6-630-6-0,75 kW STANDARD",6,6,0,"630-6","0,75 kW","STANDARD","/","/","/","/","/",2157,"5weeks",0.75,0,5975," PTC VERSION + 148,33 & DELIVERY TIME 7 WEEKS"]
[null,"CGT_ATEX_II2GExdIIBT4","CGT_ATEX","II2GExdIIBT4","CGT_ATEX_II2GExdIIBT4/6-630-6-0,75 kW STANDARD",6,6,0,"630-6","0,75 kW","STANDARD","/","/","/","/","/",2007,"5weeks",0.75,0,6313," PTC VERSION + 148,33 & DELIVERY TIME 7 WEEKS"]
[null,"CGT_ATEX_II2GExdIIBT5","CGT_ATEX","II2GExdIIBT5","CGT_ATEX_II2GExdIIBT5/6-630-6-0,75 kW STANDARD",6,6,0,"630-6","0,75 kW","STANDARD","/","/","/","/","/",2007,"5weeks",0.75,0,6275," PTC VERSION + 148,33 & DELIVERY TIME 7 WEEKS"]
[null,"CGT_ATEX_II2GExeIIT3","CGT_ATEX","II2GExeIIT3","CGT_ATEX_II2GExeIIT3/6-630-6-0,75 kW STANDARD",6,6,0,"630-6","0,75 kW","STANDARD","/","/","/","/","/",1605,"5weeks",0.75,0,6070,""]
[null,"CGT_ATEX_II3DExtcIIICT125","CGT_ATEX","II3DExtcIIICT125","CGT_ATEX_II3DExtcIIICT125/6-630-6-0,75 kW STANDARD",6,6,0,"630-6","0,75 kW","STANDARD","/","/","/","/","/",2135,"to be confirmed",0.75,0,6214,""]
[null,"CGT","CGT","ST","CGT/6-630-6-1,1 kW STANDARD",6,6,0,"630-6","1,1 kW","STANDARD","/","/","/","/","/",1204,"4weeks",1.1000000000000001,0,1754,""]
[null,"CGT","CGT","ST","CGT/6-630-6-1,1 kW IE3",6,6,0,"630-6","1,1 kW","IE3","/","/","/","/","/",1255,"to be confirmed",1.1000000000000001,0,6273,""]
[null,"CGT_ATEX_II3DExtcIIICT125","CGT_ATEX","II3DExtcIIICT125","CGT_ATEX_II3DExtcIIICT125/6-630-6-1,1 kW STANDARD",6,6,0,"630-6","1,1 kW","STANDARD","/","/","/","/","/",2275,"to be confirmed",1.1000000000000001,0,6226,""]
[null,"CGT","CGT","ST","CGT/6-710-3-0,55 kW STANDARD",6,6,0,"710-3","0,55 kW","STANDARD","/","/","/","/","/",1128,"4weeks",0.55000000000000004,0,1752,""]
[null,"CGT_ATEX_II2GExdIICT4","CGT_ATEX","II2GExdIICT4","CGT_ATEX_II2GExdIICT4/6-710-3-0,55 kW STANDARD",6,6,0,"710-3","0,55 kW","STANDARD","/","/","/","/","/",2004,"5weeks",0.55000000000000004,0,6104," PTC VERSION + 123,33 & DELIVERY TIME 7 WEEKS"]
[null,"CGT_ATEX_II2GExdIIBT4","CGT_ATEX","II2GExdIIBT4","CGT_ATEX_II2GExdIIBT4/6-710-3-0,55 kW STANDARD",6,6,0,"710-3","0,55 kW","STANDARD","/","/","/","/","/",1881,"5weeks",0.55000000000000004,0,6194," PTC VERSION + 123,33 & DELIVERY TIME 7 WEEKS"]
[null,"CGT_ATEX_II2GExdIIBT5","CGT_ATEX","II2GExdIIBT5","CGT_ATEX_II2GExdIIBT5/6-710-3-0,55 kW STANDARD",6,6,0,"710-3","0,55 kW","STANDARD","/","/","/","/","/",1881,"5weeks",0.55000000000000004,0,5936," PTC VERSION + 123,33 & DELIVERY TIME 7 WEEKS"]
[null,"CGT_ATEX_II2GExeIIT3","CGT_ATEX","II2GExeIIT3","CGT_ATEX_II2GExeIIT3/6-710-3-0,55 kW STANDARD",6,6,0,"710-3","0,55 kW","STANDARD","/","/","/","/","/",1552,"5weeks",0.55000000000000004,0,6048,""]
[null,"CGT_ATEX_II3DExtcIIICT125","CGT_ATEX","II3DExtcIIICT125","CGT_ATEX_II3DExtcIIICT125/6-710-3-0,55 kW STANDARD",6,6,0,"710-3","0,55 kW","STANDARD","/","/","/","/","/",2050,"to be confirmed",0.55000000000000004,0,6135,""]
[null,"CGT","CGT","ST","CGT/6-710-3-0,75 kW STANDARD",6,6,0,"710-3","0,75 kW","STANDARD","/","/","/","/","/",1179,"4weeks",0.75,0,1753,""]
[null,"CGT","CGT","ST","CGT/6-710-3-0,75 kW IE3",6,6,0,"710-3","0,75 kW","IE3","/","/","/","/","/",1223,"to be confirmed",0.75,0,5802,""]
[null,"CGT_ATEX_II2GExdIICT4","CGT_ATEX","II2GExdIICT4","CGT_ATEX_II2GExdIICT4/6-710-3-0,75 kW STANDARD",6,6,0,"710-3","0,75 kW","STANDARD","/","/","/","/","/",2181,"5weeks",0.75,0,5975," PTC VERSION + 148,33 & DELIVERY TIME 7 WEEKS"]
[null,"CGT_ATEX_II2GExdIIBT4","CGT_ATEX","II2GExdIIBT4","CGT_ATEX_II2GExdIIBT4/6-710-3-0,75 kW STANDARD",6,6,0,"710-3","0,75 kW","STANDARD","/","/","/","/","/",2031,"5weeks",0.75,0,6313," PTC VERSION + 148,33 & DELIVERY TIME 7 WEEKS"]
[null,"CGT_ATEX_II2GExdIIBT5","CGT_ATEX","II2GExdIIBT5","CGT_ATEX_II2GExdIIBT5/6-710-3-0,75 kW STANDARD",6,6,0,"710-3","0,75 kW","STANDARD","/","/","/","/","/",2031,"5weeks",0.75,0,6275," PTC VERSION + 148,33 & DELIVERY TIME 7 WEEKS"]
[null,"CGT_ATEX_II2GExeIIT3","CGT_ATEX","II2GExeIIT3","CGT_ATEX_II2GExeIIT3/6-710-3-0,75 kW STANDARD",6,6,0,"710-3","0,75 kW","STANDARD","/","/","/","/","/",1629,"5weeks",0.75,0,6070,""]
[null,"CGT_ATEX_II3DExtcIIICT125","CGT_ATEX","II3DExtcIIICT125","CGT_ATEX_II3DExtcIIICT125/6-710-3-0,75 kW STANDARD",6,6,0,"710-3","0,75 kW","STANDARD","/","/","/","/","/",2159,"to be confirmed",0.75,0,6214,""]
[null,"CGT","CGT","ST","CGT/6-710-6-0,55 kW STANDARD",6,6,0,"710-6","0,55 kW","STANDARD","/","/","/","/","/",1225,"4weeks",0.55000000000000004,0,1752,""]
[null,"CGT_ATEX_II2GExdIICT4","CGT_ATEX","II2GExdIICT4","CGT_ATEX_II2GExdIICT4/6-710-6-0,55 kW STANDARD",6,6,0,"710-6","0,55 kW","STANDARD","/","/","/","/","/",2108,"5weeks",0.55000000000000004,0,6104," PTC VERSION + 123,33 & DELIVERY TIME 7 WEEKS"]
[null,"CGT_ATEX_II2GExdIIBT4","CGT_ATEX","II2GExdIIBT4","CGT_ATEX_II2GExdIIBT4/6-710-6-0,55 kW STANDARD",6,6,0,"710-6","0,55 kW","STANDARD","/","/","/","/","/",1985,"5weeks",0.55000000000000004,0,6194," PTC VERSION + 123,33 & DELIVERY TIME 7 WEEKS"]
[null,"CGT_ATEX_II2GExdIIBT5","CGT_ATEX","II2GExdIIBT5","CGT_ATEX_II2GExdIIBT5/6-710-6-0,55 kW STANDARD",6,6,0,"710-6","0,55 kW","STANDARD","/","/","/","/","/",1985,"5weeks",0.55000000000000004,0,5936," PTC VERSION + 123,33 & DELIVERY TIME 7 WEEKS"]
[null,"CGT_ATEX_II2GExeIIT3","CGT_ATEX","II2GExeIIT3","CGT_ATEX_II2GExeIIT3/6-710-6-0,55 kW STANDARD",6,6,0,"710-6","0,55 kW","STANDARD","/","/","/","/","/",1656,"5weeks",0.55000000000000004,0,6048,""]
[null,"CGT_ATEX_II3DExtcIIICT125","CGT_ATEX","II3DExtcIIICT125","CGT_ATEX_II3DExtcIIICT125/6-710-6-0,55 kW STANDARD",6,6,0,"710-6","0,55 kW","STANDARD","/","/","/","/","/",2154,"to be confirmed",0.55000000000000004,0,6135,""]
[null,"CGT","CGT","ST","CGT/6-710-6-0,75 kW IE3",6,6,0,"710-6","0,75 kW","IE3","/","/","/","/","/",1318,"to be confirmed",0.75,0,5802,""]
[null,"CGT","CGT","ST","CGT/6-710-6-0,75 kW STANDARD",6,6,0,"710-6","0,75 kW","STANDARD","/","/","/","/","/",1275,"4weeks",0.75,0,1753,""]
[null,"CGT_ATEX_II2GExdIICT4","CGT_ATEX","II2GExdIICT4","CGT_ATEX_II2GExdIICT4/6-710-6-0,75 kW STANDARD",6,6,0,"710-6","0,75 kW","STANDARD","/","/","/","/","/",2285,"5weeks",0.75,0,5975," PTC VERSION + 148,33 & DELIVERY TIME 7 WEEKS"]
[null,"CGT_ATEX_II2GExdIIBT4","CGT_ATEX","II2GExdIIBT4","CGT_ATEX_II2GExdIIBT4/6-710-6-0,75 kW STANDARD",6,6,0,"710-6","0,75 kW","STANDARD","/","/","/","/","/",2135,"5weeks",0.75,0,6313," PTC VERSION + 148,33 & DELIVERY TIME 7 WEEKS"]
[null,"CGT_ATEX_II2GExdIIBT5","CGT_ATEX","II2GExdIIBT5","CGT_ATEX_II2GExdIIBT5/6-710-6-0,75 kW STANDARD",6,6,0,"710-6","0,75 kW","STANDARD","/","/","/","/","/",2135,"5weeks",0.75,0,6275," PTC VERSION + 148,33 & DELIVERY TIME 7 WEEKS"]
[null,"CGT_ATEX_II2GExeIIT3","CGT_ATEX","II2GExeIIT3","CGT_ATEX_II2GExeIIT3/6-710-6-0,75 kW STANDARD",6,6,0,"710-6","0,75 kW","STANDARD","/","/","/","/","/",1733,"5weeks",0.75,0,6070,""]
[null,"CGT_ATEX_II3DExtcIIICT125","CGT_ATEX","II3DExtcIIICT125","CGT_ATEX_II3DExtcIIICT125/6-710-6-0,75 kW STANDARD",6,6,0,"710-6","0,75 kW","STANDARD","/","/","/","/","/",2263,"to be confirmed",0.75,0,6214,""]
[null,"CGT","CGT","ST","CGT/6-710-6-1,1 kW STANDARD",6,6,0,"710-6","1,1 kW","STANDARD","/","/","/","/","/",1321,"4weeks",1.1000000000000001,0,1754,""]
[null,"CGT","CGT","ST","CGT/6-710-6-1,1 kW IE3",6,6,0,"710-6","1,1 kW","IE3","/","/","/","/","/",1373,"to be confirmed",1.1000000000000001,0,6273,""]
[null,"CGT_ATEX_II2GExdIICT4","CGT_ATEX","II2GExdIICT4","CGT_ATEX_II2GExdIICT4/6-710-6-1,1 kW STANDARD",6,6,0,"710-6","1,1 kW","STANDARD","/","/","/","/","/",2411,"5weeks",1.1000000000000001,0,6301," PTC VERSION + 148,33 & DELIVERY TIME 7 WEEKS"]
[null,"CGT_ATEX_II2GExdIIBT4","CGT_ATEX","II2GExdIIBT4","CGT_ATEX_II2GExdIIBT4/6-710-6-1,1 kW STANDARD",6,6,0,"710-6","1,1 kW","STANDARD","/","/","/","/","/",2249,"5weeks",1.1000000000000001,0,6197," PTC VERSION + 148,33 & DELIVERY TIME 7 WEEKS"]
[null,"CGT_ATEX_II2GExdIIBT5","CGT_ATEX","II2GExdIIBT5","CGT_ATEX_II2GExdIIBT5/6-710-6-1,1 kW STANDARD",6,6,0,"710-6","1,1 kW","STANDARD","/","/","/","/","/",2249,"5weeks",1.1000000000000001,0,6132," PTC VERSION + 148,33 & DELIVERY TIME 7 WEEKS"]
[null,"CGT_ATEX_II2GExeIIT3","CGT_ATEX","II2GExeIIT3","CGT_ATEX_II2GExeIIT3/6-710-6-1,1 kW STANDARD",6,6,0,"710-6","1,1 kW","STANDARD","/","/","/","/","/",1822,"5weeks",1.1000000000000001,0,5811,""]
[null,"CGT_ATEX_II3DExtcIIICT125","CGT_ATEX","II3DExtcIIICT125","CGT_ATEX_II3DExtcIIICT125/6-710-6-1,1 kW STANDARD",6,6,0,"710-6","1,1 kW","STANDARD","/","/","/","/","/",2403,"to be confirmed",1.1000000000000001,0,6226,""]
[null,"CGT","CGT","ST","CGT/6-800-3-0,55 kW STANDARD",6,6,0,"800-3","0,55 kW","STANDARD","/","/","/","/","/",1361,"4weeks",0.55000000000000004,0,1752,""]
[null,"CGT","CGT","ST","CGT/6-800-3-0,75 kW IE3",6,6,0,"800-3","0,75 kW","IE3","/","/","/","/","/",1455,"to be confirmed",0.75,0,5802,""]
[null,"CGT","CGT","ST","CGT/6-800-3-0,75 kW STANDARD",6,6,0,"800-3","0,75 kW","STANDARD","/","/","/","/","/",1412,"4weeks",0.75,0,1753,""]
[null,"CGT_ATEX_II2GExdIICT4","CGT_ATEX","II2GExdIICT4","CGT_ATEX_II2GExdIICT4/6-800-3-0,75 kW STANDARD",6,6,0,"800-3","0,75 kW","STANDARD","/","/","/","/","/",2433,"5weeks",0.75,0,5975," PTC VERSION + 148,33 & DELIVERY TIME 7 WEEKS"]
[null,"CGT_ATEX_II2GExdIIBT4","CGT_ATEX","II2GExdIIBT4","CGT_ATEX_II2GExdIIBT4/6-800-3-0,75 kW STANDARD",6,6,0,"800-3","0,75 kW","STANDARD","/","/","/","/","/",2283,"5weeks",0.75,0,6313," PTC VERSION + 148,33 & DELIVERY TIME 7 WEEKS"]
[null,"CGT_ATEX_II2GExdIIBT5","CGT_ATEX","II2GExdIIBT5","CGT_ATEX_II2GExdIIBT5/6-800-3-0,75 kW STANDARD",6,6,0,"800-3","0,75 kW","STANDARD","/","/","/","/","/",2283,"5weeks",0.75,0,6275," PTC VERSION + 148,33 & DELIVERY TIME 7 WEEKS"]
[null,"CGT_ATEX_II2GExeIIT3","CGT_ATEX","II2GExeIIT3","CGT_ATEX_II2GExeIIT3/6-800-3-0,75 kW STANDARD",6,6,0,"800-3","0,75 kW","STANDARD","/","/","/","/","/",1881,"5weeks",0.75,0,6070,""]
[null,"CGT_ATEX_II3DExtcIIICT125","CGT_ATEX","II3DExtcIIICT125","CGT_ATEX_II3DExtcIIICT125/6-800-3-0,75 kW STANDARD",6,6,0,"800-3","0,75 kW","STANDARD","/","/","/","/","/",2411,"to be confirmed",0.75,0,6214,""]
[null,"CGT","CGT","ST","CGT/6-800-3-1,1 kW STANDARD",6,6,0,"800-3","1,1 kW","STANDARD","/","/","/","/","/",1458,"4weeks",1.1000000000000001,0,1754,""]
[null,"CGT","CGT","ST","CGT/6-800-3-1,1 kW IE3",6,6,0,"800-3","1,1 kW","IE3","/","/","/","/","/",1510,"to be confirmed",1.1000000000000001,0,6273,""]
[null,"CGT_ATEX_II2GExdIICT4","CGT_ATEX","II2GExdIICT4","CGT_ATEX_II2GExdIICT4/6-800-3-1,1 kW STANDARD",6,6,0,"800-3","1,1 kW","STANDARD","/","/","/","/","/",2559,"5weeks",1.1000000000000001,0,6301," PTC VERSION + 148,33 & DELIVERY TIME 7 WEEKS"]
[null,"CGT_ATEX_II2GExdIIBT4","CGT_ATEX","II2GExdIIBT4","CGT_ATEX_II2GExdIIBT4/6-800-3-1,1 kW STANDARD",6,6,0,"800-3","1,1 kW","STANDARD","/","/","/","/","/",2397,"5weeks",1.1000000000000001,0,6197," PTC VERSION + 148,33 & DELIVERY TIME 7 WEEKS"]
[null,"CGT_ATEX_II2GExdIIBT5","CGT_ATEX","II2GExdIIBT5","CGT_ATEX_II2GExdIIBT5/6-800-3-1,1 kW STANDARD",6,6,0,"800-3","1,1 kW","STANDARD","/","/","/","/","/",2397,"5weeks",1.1000000000000001,0,6132," PTC VERSION + 148,33 & DELIVERY TIME 7 WEEKS"]
[null,"CGT_ATEX_II3DExtcIIICT125","CGT_ATEX","II3DExtcIIICT125","CGT_ATEX_II3DExtcIIICT125/6-800-3-1,1 kW STANDARD",6,6,0,"800-3","1,1 kW","STANDARD","/","/","/","/","/",2551,"to be confirmed",1.1000000000000001,0,6226,""]
[null,"CGT_ATEX_II2GExdIICT4","CGT_ATEX","II2GExdIICT4","CGT_ATEX_II2GExdIICT4/6-800-3-1,5 kW STANDARD",6,6,0,"800-3","1,5 kW","STANDARD","/","/","/","/","/",2843,"5weeks",1.5,0,6174," PTC VERSION + 148,33 & DELIVERY TIME 7 WEEKS"]
[null,"CGT_ATEX_II2GExdIIBT4","CGT_ATEX","II2GExdIIBT4","CGT_ATEX_II2GExdIIBT4/6-800-3-1,5 kW STANDARD",6,6,0,"800-3","1,5 kW","STANDARD","/","/","/","/","/",2639,"5weeks",1.5,0,5920," PTC VERSION + 148,33 & DELIVERY TIME 7 WEEKS"]
[null,"CGT_ATEX_II2GExdIIBT5","CGT_ATEX","II2GExdIIBT5","CGT_ATEX_II2GExdIIBT5/6-800-3-1,5 kW STANDARD",6,6,0,"800-3","1,5 kW","STANDARD","/","/","/","/","/",2639,"5weeks",1.5,0,5947," PTC VERSION + 148,33 & DELIVERY TIME 7 WEEKS"]
[null,"CGT_ATEX_II2GExeIIT3","CGT_ATEX","II2GExeIIT3","CGT_ATEX_II2GExeIIT3/6-800-3-1,5 kW STANDARD",6,6,0,"800-3","1,5 kW","STANDARD","/","/","/","/","/",2380,"5weeks",1.5,0,6057,""]
[null,"CGT_ATEX_II3DExtcIIICT125","CGT_ATEX","II3DExtcIIICT125","CGT_ATEX_II3DExtcIIICT125/6-800-3-1,5 kW STANDARD",6,6,0,"800-3","1,5 kW","STANDARD","/","/","/","/","/",2703,"to be confirmed",1.5,0,5849,""]
[null,"CGT","CGT","ST","CGT/6-800-6-0,55 kW STANDARD",6,6,0,"800-6","0,55 kW","STANDARD","/","/","/","/","/",1457,"4weeks",0.55000000000000004,0,1752,""]
[null,"CGT","CGT","ST","CGT/6-800-6-0,75 kW STANDARD",6,6,0,"800-6","0,75 kW","STANDARD","/","/","/","/","/",1507,"4weeks",0.75,0,1753,""]
[null,"CGT","CGT","ST","CGT/6-800-6-0,75 kW IE3",6,6,0,"800-6","0,75 kW","IE3","/","/","/","/","/",1550,"to be confirmed",0.75,0,5802,""]
[null,"CGT_ATEX_II2GExdIICT4","CGT_ATEX","II2GExdIICT4","CGT_ATEX_II2GExdIICT4/6-800-6-0,75 kW STANDARD",6,6,0,"800-6","0,75 kW","STANDARD","/","/","/","/","/",2536,"5weeks",0.75,0,5975," PTC VERSION + 148,33 & DELIVERY TIME 7 WEEKS"]
[null,"CGT_ATEX_II2GExdIIBT4","CGT_ATEX","II2GExdIIBT4","CGT_ATEX_II2GExdIIBT4/6-800-6-0,75 kW STANDARD",6,6,0,"800-6","0,75 kW","STANDARD","/","/","/","/","/",2387,"5weeks",0.75,0,6313," PTC VERSION + 148,33 & DELIVERY TIME 7 WEEKS"]
[null,"CGT_ATEX_II2GExdIIBT5","CGT_ATEX","II2GExdIIBT5","CGT_ATEX_II2GExdIIBT5/6-800-6-0,75 kW STANDARD",6,6,0,"800-6","0,75 kW","STANDARD","/","/","/","/","/",2387,"5weeks",0.75,0,6275," PTC VERSION + 148,33 & DELIVERY TIME 7 WEEKS"]
[null,"CGT_ATEX_II2GExeIIT3","CGT_ATEX","II2GExeIIT3","CGT_ATEX_II2GExeIIT3/6-800-6-0,75 kW STANDARD",6,6,0,"800-6","0,75 kW","STANDARD","/","/","/","/","/",1984,"5weeks",0.75,0,6070,""]
[null,"CGT_ATEX_II3DExtcIIICT125","CGT_ATEX","II3DExtcIIICT125","CGT_ATEX_II3DExtcIIICT125/6-800-6-0,75 kW STANDARD",6,6,0,"800-6","0,75 kW","STANDARD","/","/","/","/","/",2515,"to be confirmed",0.75,0,6214,""]
[null,"CGT","CGT","ST","CGT/6-800-6-1,1 kW STANDARD",6,6,0,"800-6","1,1 kW","STANDARD","/","/","/","/","/",1554,"4weeks",1.1000000000000001,0,1754,""]
[null,"CGT","CGT","ST","CGT/6-800-6-1,1 kW IE3",6,6,0,"800-6","1,1 kW","IE3","/","/","/","/","/",1606,"to be confirmed",1.1000000000000001,0,6273,""]
[null,"CGT_ATEX_II2GExdIICT4","CGT_ATEX","II2GExdIICT4","CGT_ATEX_II2GExdIICT4/6-800-6-1,1 kW STANDARD",6,6,0,"800-6","1,1 kW","STANDARD","/","/","/","/","/",2663,"5weeks",1.1000000000000001,0,6301," PTC VERSION + 148,33 & DELIVERY TIME 7 WEEKS"]
[null,"CGT_ATEX_II2GExdIIBT4","CGT_ATEX","II2GExdIIBT4","CGT_ATEX_II2GExdIIBT4/6-800-6-1,1 kW STANDARD",6,6,0,"800-6","1,1 kW","STANDARD","/","/","/","/","/",2501,"5weeks",1.1000000000000001,0,6197," PTC VERSION + 148,33 & DELIVERY TIME 7 WEEKS"]
[null,"CGT_ATEX_II2GExdIIBT5","CGT_ATEX","II2GExdIIBT5","CGT_ATEX_II2GExdIIBT5/6-800-6-1,1 kW STANDARD",6,6,0,"800-6","1,1 kW","STANDARD","/","/","/","/","/",2501,"5weeks",1.1000000000000001,0,6132," PTC VERSION + 148,33 & DELIVERY TIME 7 WEEKS"]
[null,"CGT_ATEX_II2GExeIIT3","CGT_ATEX","II2GExeIIT3","CGT_ATEX_II2GExeIIT3/6-800-6-1,1 kW STANDARD",6,6,0,"800-6","1,1 kW","STANDARD","/","/","/","/","/",2074,"5weeks",1.1000000000000001,0,5811,""]
[null,"CGT_ATEX_II3DExtcIIICT125","CGT_ATEX","II3DExtcIIICT125","CGT_ATEX_II3DExtcIIICT125/6-800-6-1,1 kW STANDARD",6,6,0,"800-6","1,1 kW","STANDARD","/","/","/","/","/",2655,"to be confirmed",1.1000000000000001,0,6226,""]
[null,"CGT","CGT","ST","CGT/6-800-6-1,5 kW STANDARD",6,6,0,"800-6","1,5 kW","STANDARD","/","/","/","/","/",1591,"4weeks",1.5,0,1755,""]
[null,"CGT","CGT","ST","CGT/6-800-6-1,5 kW IE3",6,6,0,"800-6","1,5 kW","IE3","/","/","/","/","/",1649,"to be confirmed",1.5,0,6114,""]
[null,"CGT_ATEX_II2GExdIICT4","CGT_ATEX","II2GExdIICT4","CGT_ATEX_II2GExdIICT4/6-800-6-1,5 kW STANDARD",6,6,0,"800-6","1,5 kW","STANDARD","/","/","/","/","/",2947,"5weeks",1.5,0,6174," PTC VERSION + 148,33 & DELIVERY TIME 7 WEEKS"]
[null,"CGT_ATEX_II2GExdIIBT4","CGT_ATEX","II2GExdIIBT4","CGT_ATEX_II2GExdIIBT4/6-800-6-1,5 kW STANDARD",6,6,0,"800-6","1,5 kW","STANDARD","/","/","/","/","/",2743,"5weeks",1.5,0,5920," PTC VERSION + 148,33 & DELIVERY TIME 7 WEEKS"]
[null,"CGT_ATEX_II2GExdIIBT5","CGT_ATEX","II2GExdIIBT5","CGT_ATEX_II2GExdIIBT5/6-800-6-1,5 kW STANDARD",6,6,0,"800-6","1,5 kW","STANDARD","/","/","/","/","/",2743,"5weeks",1.5,0,5947," PTC VERSION + 148,33 & DELIVERY TIME 7 WEEKS"]
[null,"CGT_ATEX_II2GExeIIT3","CGT_ATEX","II2GExeIIT3","CGT_ATEX_II2GExeIIT3/6-800-6-1,5 kW STANDARD",6,6,0,"800-6","1,5 kW","STANDARD","/","/","/","/","/",2484,"5weeks",1.5,0,6057,""]
[null,"CGT_ATEX_II3DExtcIIICT125","CGT_ATEX","II3DExtcIIICT125","CGT_ATEX_II3DExtcIIICT125/6-800-6-1,5 kW STANDARD",6,6,0,"800-6","1,5 kW","STANDARD","/","/","/","/","/",2807,"to be confirmed",1.5,0,5849,""]
[null,"CGT","CGT","ST","CGT/6-800-6-2,2 kW STANDARD",6,6,0,"800-6","2,2 kW","STANDARD","/","/","/","/","/",1669,"4weeks",2.2000000000000002,0,1756,""]
[null,"CGT","CGT","ST","CGT/6-800-6-2,2 kW IE3",6,6,0,"800-6","2,2 kW","IE3","/","/","/","/","/",1732,"to be confirmed",2.2000000000000002,0,5944,""]
[null,"CGT_ATEX_II2GExdIICT4","CGT_ATEX","II2GExdIICT4","CGT_ATEX_II2GExdIICT4/6-800-6-2,2 kW STANDARD",6,6,0,"800-6","2,2 kW","STANDARD","/","/","/","/","/",3266,"5weeks",2.2000000000000002,0,6089," PTC VERSION + 148,33 & DELIVERY TIME 7 WEEKS"]
[null,"CGT_ATEX_II2GExdIIBT4","CGT_ATEX","II2GExdIIBT4","CGT_ATEX_II2GExdIIBT4/6-800-6-2,2 kW STANDARD",6,6,0,"800-6","2,2 kW","STANDARD","/","/","/","/","/",3021,"5weeks",2.2000000000000002,0,6303," PTC VERSION + 148,33 & DELIVERY TIME 7 WEEKS"]
[null,"CGT_ATEX_II2GExdIIBT5","CGT_ATEX","II2GExdIIBT5","CGT_ATEX_II2GExdIIBT5/6-800-6-2,2 kW STANDARD",6,6,0,"800-6","2,2 kW","STANDARD","/","/","/","/","/",3021,"5weeks",2.2000000000000002,0,6138," PTC VERSION + 148,33 & DELIVERY TIME 7 WEEKS"]
[null,"CGT_ATEX_II2GExeIIT3","CGT_ATEX","II2GExeIIT3","CGT_ATEX_II2GExeIIT3/6-800-6-2,2 kW STANDARD",6,6,0,"800-6","2,2 kW","STANDARD","/","/","/","/","/",2882,"5weeks",2.2000000000000002,0,6161,""]
[null,"CGT_ATEX_II3DExtcIIICT125","CGT_ATEX","II3DExtcIIICT125","CGT_ATEX_II3DExtcIIICT125/6-800-6-2,2 kW STANDARD",6,6,0,"800-6","2,2 kW","STANDARD","/","/","/","/","/",3049,"to be confirmed",2.2000000000000002,0,5998,""]
[null,"CGT_ATEX_II2GExdIICT4","CGT_ATEX","II2GExdIICT4","CGT_ATEX_II2GExdIICT4/6-800-9-0,75 kW STANDARD",6,6,0,"800-9","0,75 kW","STANDARD","/","/","/","/","/",2660,"5weeks",0.75,0,5975," PTC VERSION + 148,33 & DELIVERY TIME 7 WEEKS"]
[null,"CGT_ATEX_II2GExdIIBT4","CGT_ATEX","II2GExdIIBT4","CGT_ATEX_II2GExdIIBT4/6-800-9-0,75 kW STANDARD",6,6,0,"800-9","0,75 kW","STANDARD","/","/","/","/","/",2511,"5weeks",0.75,0,6313," PTC VERSION + 148,33 & DELIVERY TIME 7 WEEKS"]
[null,"CGT_ATEX_II2GExdIIBT5","CGT_ATEX","II2GExdIIBT5","CGT_ATEX_II2GExdIIBT5/6-800-9-0,75 kW STANDARD",6,6,0,"800-9","0,75 kW","STANDARD","/","/","/","/","/",2511,"5weeks",0.75,0,6275," PTC VERSION + 148,33 & DELIVERY TIME 7 WEEKS"]
[null,"CGT_ATEX_II2GExeIIT3","CGT_ATEX","II2GExeIIT3","CGT_ATEX_II2GExeIIT3/6-800-9-0,75 kW STANDARD",6,6,0,"800-9","0,75 kW","STANDARD","/","/","/","/","/",2108,"5weeks",0.75,0,6070,""]
[null,"CGT_ATEX_II3DExtcIIICT125","CGT_ATEX","II3DExtcIIICT125","CGT_ATEX_II3DExtcIIICT125/6-800-9-0,75 kW STANDARD",6,6,0,"800-9","0,75 kW","STANDARD","/","/","/","/","/",2639,"to be confirmed",0.75,0,6214,""]
[null,"CGT","CGT","ST","CGT/6-800-9-1,1 kW STANDARD",6,6,0,"800-9","1,1 kW","STANDARD","/","/","/","/","/",1669,"4weeks",1.1000000000000001,0,1754,""]
[null,"CGT","CGT","ST","CGT/6-800-9-1,1 kW IE3",6,6,0,"800-9","1,1 kW","IE3","/","/","/","/","/",1720,"to be confirmed",1.1000000000000001,0,6273,""]
[null,"CGT_ATEX_II2GExdIICT4","CGT_ATEX","II2GExdIICT4","CGT_ATEX_II2GExdIICT4/6-800-9-1,1 kW STANDARD",6,6,0,"800-9","1,1 kW","STANDARD","/","/","/","/","/",2787,"5weeks",1.1000000000000001,0,6301," PTC VERSION + 148,33 & DELIVERY TIME 7 WEEKS"]
[null,"CGT_ATEX_II2GExdIIBT4","CGT_ATEX","II2GExdIIBT4","CGT_ATEX_II2GExdIIBT4/6-800-9-1,1 kW STANDARD",6,6,0,"800-9","1,1 kW","STANDARD","/","/","/","/","/",2624,"5weeks",1.1000000000000001,0,6197," PTC VERSION + 148,33 & DELIVERY TIME 7 WEEKS"]
[null,"CGT_ATEX_II2GExdIIBT5","CGT_ATEX","II2GExdIIBT5","CGT_ATEX_II2GExdIIBT5/6-800-9-1,1 kW STANDARD",6,6,0,"800-9","1,1 kW","STANDARD","/","/","/","/","/",2624,"5weeks",1.1000000000000001,0,6132," PTC VERSION + 148,33 & DELIVERY TIME 7 WEEKS"]
[null,"CGT_ATEX_II3DExtcIIICT125","CGT_ATEX","II3DExtcIIICT125","CGT_ATEX_II3DExtcIIICT125/6-800-9-1,1 kW STANDARD",6,6,0,"800-9","1,1 kW","STANDARD","/","/","/","/","/",2779,"to be confirmed",1.1000000000000001,0,6226,""]
[null,"CGT","CGT","ST","CGT/6-800-9-1,5 kW STANDARD",6,6,0,"800-9","1,5 kW","STANDARD","/","/","/","/","/",1706,"4weeks",1.5,0,1755,""]
[null,"CGT","CGT","ST","CGT/6-800-9-1,5 kW IE3",6,6,0,"800-9","1,5 kW","IE3","/","/","/","/","/",1763,"to be confirmed",1.5,0,6114,""]
[null,"CGT_ATEX_II2GExdIICT4","CGT_ATEX","II2GExdIICT4","CGT_ATEX_II2GExdIICT4/6-800-9-1,5 kW STANDARD",6,6,0,"800-9","1,5 kW","STANDARD","/","/","/","/","/",3071,"5weeks",1.5,0,6174," PTC VERSION + 148,33 & DELIVERY TIME 7 WEEKS"]
[null,"CGT_ATEX_II2GExdIIBT4","CGT_ATEX","II2GExdIIBT4","CGT_ATEX_II2GExdIIBT4/6-800-9-1,5 kW STANDARD",6,6,0,"800-9","1,5 kW","STANDARD","/","/","/","/","/",2867,"5weeks",1.5,0,5920," PTC VERSION + 148,33 & DELIVERY TIME 7 WEEKS"]
[null,"CGT_ATEX_II2GExdIIBT5","CGT_ATEX","II2GExdIIBT5","CGT_ATEX_II2GExdIIBT5/6-800-9-1,5 kW STANDARD",6,6,0,"800-9","1,5 kW","STANDARD","/","/","/","/","/",2867,"5weeks",1.5,0,5947," PTC VERSION + 148,33 & DELIVERY TIME 7 WEEKS"]
[null,"CGT_ATEX_II2GExeIIT3","CGT_ATEX","II2GExeIIT3","CGT_ATEX_II2GExeIIT3/6-800-9-1,5 kW STANDARD",6,6,0,"800-9","1,5 kW","STANDARD","/","/","/","/","/",2608,"5weeks",1.5,0,6057,""]
[null,"CGT_ATEX_II3DExtcIIICT125","CGT_ATEX","II3DExtcIIICT125","CGT_ATEX_II3DExtcIIICT125/6-800-9-1,5 kW STANDARD",6,6,0,"800-9","1,5 kW","STANDARD","/","/","/","/","/",2931,"to be confirmed",1.5,0,5849,""]
[null,"CGT","CGT","ST","CGT/6-800-9-2,2 kW IE3",6,6,0,"800-9","2,2 kW","IE3","/","/","/","/","/",1846,"to be confirmed",2.2000000000000002,0,5944,""]
[null,"CGT","CGT","ST","CGT/6-800-9-2,2 kW STANDARD",6,6,0,"800-9","2,2 kW","STANDARD","/","/","/","/","/",1783,"4weeks",2.2000000000000002,0,1756,""]
[null,"CGT_ATEX_II2GExdIICT4","CGT_ATEX","II2GExdIICT4","CGT_ATEX_II2GExdIICT4/6-800-9-2,2 kW STANDARD",6,6,0,"800-9","2,2 kW","STANDARD","/","/","/","/","/",3390,"5weeks",2.2000000000000002,0,6089," PTC VERSION + 148,33 & DELIVERY TIME 7 WEEKS"]
[null,"CGT_ATEX_II2GExdIIBT4","CGT_ATEX","II2GExdIIBT4","CGT_ATEX_II2GExdIIBT4/6-800-9-2,2 kW STANDARD",6,6,0,"800-9","2,2 kW","STANDARD","/","/","/","/","/",3145,"5weeks",2.2000000000000002,0,6303," PTC VERSION + 148,33 & DELIVERY TIME 7 WEEKS"]
[null,"CGT_ATEX_II2GExdIIBT5","CGT_ATEX","II2GExdIIBT5","CGT_ATEX_II2GExdIIBT5/6-800-9-2,2 kW STANDARD",6,6,0,"800-9","2,2 kW","STANDARD","/","/","/","/","/",3145,"5weeks",2.2000000000000002,0,6138," PTC VERSION + 148,33 & DELIVERY TIME 7 WEEKS"]
[null,"CGT_ATEX_II2GExeIIT3","CGT_ATEX","II2GExeIIT3","CGT_ATEX_II2GExeIIT3/6-800-9-2,2 kW STANDARD",6,6,0,"800-9","2,2 kW","STANDARD","/","/","/","/","/",3006,"5weeks",2.2000000000000002,0,6161,""]
[null,"CGT_ATEX_II3DExtcIIICT125","CGT_ATEX","II3DExtcIIICT125","CGT_ATEX_II3DExtcIIICT125/6-800-9-2,2 kW STANDARD",6,6,0,"800-9","2,2 kW","STANDARD","/","/","/","/","/",3173,"to be confirmed",2.2000000000000002,0,5998,""]
[null,"CGT","CGT","ST","CGT/6-800-9-3 kW STANDARD",6,6,0,"800-9","3 kW","STANDARD","/","/","/","/","/",1909,"4weeks",3,0,1757,""]
[null,"CGT","CGT","ST","CGT/6-800-9-3 kW IE3",6,6,0,"800-9","3 kW","IE3","/","/","/","/","/",1991,"to be confirmed",3,0,5875,""]
[null,"CGT_ATEX_II2GExdIICT4","CGT_ATEX","II2GExdIICT4","CGT_ATEX_II2GExdIICT4/6-800-9-3 kW STANDARD",6,6,0,"800-9","3 kW","STANDARD","/","/","/","/","/",4259,"5weeks",3,0,6047," PTC VERSION + 171,67 & DELIVERY TIME 7 WEEKS"]
[null,"CGT_ATEX_II2GExdIIBT4","CGT_ATEX","II2GExdIIBT4","CGT_ATEX_II2GExdIIBT4/6-800-9-3 kW STANDARD",6,6,0,"800-9","3 kW","STANDARD","/","/","/","/","/",3900,"5weeks",3,0,6248," PTC VERSION + 171,67 & DELIVERY TIME 7 WEEKS"]
[null,"CGT_ATEX_II2GExdIIBT5","CGT_ATEX","II2GExdIIBT5","CGT_ATEX_II2GExdIIBT5/6-800-9-3 kW STANDARD",6,6,0,"800-9","3 kW","STANDARD","/","/","/","/","/",3900,"5weeks",3,0,5828," PTC VERSION + 171,67 & DELIVERY TIME 7 WEEKS"]
[null,"CGT_ATEX_II2GExeIIT3","CGT_ATEX","II2GExeIIT3","CGT_ATEX_II2GExeIIT3/6-800-9-3 kW STANDARD",6,6,0,"800-9","3 kW","STANDARD","/","/","/","/","/",3670,"5weeks",3,0,5805,""]
[null,"CGT_ATEX_II3DExtcIIICT125","CGT_ATEX","II3DExtcIIICT125","CGT_ATEX_II3DExtcIIICT125/6-800-9-3 kW STANDARD",6,6,0,"800-9","3 kW","STANDARD","/","/","/","/","/",3439,"to be confirmed",3,0,6249,""]
[null,"CGT","CGT","ST","CGT/6-900-3-1,5 kW IE3",6,6,0,"900-3","1,5 kW","IE3","/","/","/","/","/",2062,"to be confirmed",1.5,0,6114,""]
[null,"CGT","CGT","ST","CGT/6-900-3-1,5 kW STANDARD",6,6,0,"900-3","1,5 kW","STANDARD","/","/","/","/","/",2004,"4weeks",1.5,0,1755,""]
[null,"CGT_ATEX_II2GExdIICT4","CGT_ATEX","II2GExdIICT4","CGT_ATEX_II2GExdIICT4/6-900-3-1,5 kW STANDARD",6,6,0,"900-3","1,5 kW","STANDARD","/","/","/","/","/",3394,"5weeks",1.5,0,6174," PTC VERSION + 148,33 & DELIVERY TIME 7 WEEKS"]
[null,"CGT_ATEX_II2GExdIIBT4","CGT_ATEX","II2GExdIIBT4","CGT_ATEX_II2GExdIIBT4/6-900-3-1,5 kW STANDARD",6,6,0,"900-3","1,5 kW","STANDARD","/","/","/","/","/",3190,"5weeks",1.5,0,5920," PTC VERSION + 148,33 & DELIVERY TIME 7 WEEKS"]
[null,"CGT_ATEX_II2GExdIIBT5","CGT_ATEX","II2GExdIIBT5","CGT_ATEX_II2GExdIIBT5/6-900-3-1,5 kW STANDARD",6,6,0,"900-3","1,5 kW","STANDARD","/","/","/","/","/",3190,"5weeks",1.5,0,5947," PTC VERSION + 148,33 & DELIVERY TIME 7 WEEKS"]
[null,"CGT_ATEX_II2GExeIIT3","CGT_ATEX","II2GExeIIT3","CGT_ATEX_II2GExeIIT3/6-900-3-1,5 kW STANDARD",6,6,0,"900-3","1,5 kW","STANDARD","/","/","/","/","/",2931,"5weeks",1.5,0,6057,""]
[null,"CGT_ATEX_II3DExtcIIICT125","CGT_ATEX","II3DExtcIIICT125","CGT_ATEX_II3DExtcIIICT125/6-900-3-1,5 kW STANDARD",6,6,0,"900-3","1,5 kW","STANDARD","/","/","/","/","/",3254,"to be confirmed",1.5,0,5849,""]
[null,"CGT","CGT","ST","CGT/6-900-3-2,2 kW STANDARD",6,6,0,"900-3","2,2 kW","STANDARD","/","/","/","/","/",2083,"4weeks",2.2000000000000002,0,1756,""]
[null,"CGT","CGT","ST","CGT/6-900-3-2,2 kW IE3",6,6,0,"900-3","2,2 kW","IE3","/","/","/","/","/",2145,"to be confirmed",2.2000000000000002,0,5944,""]
[null,"CGT_ATEX_II2GExdIICT4","CGT_ATEX","II2GExdIICT4","CGT_ATEX_II2GExdIICT4/6-900-3-2,2 kW STANDARD",6,6,0,"900-3","2,2 kW","STANDARD","/","/","/","/","/",3713,"5weeks",2.2000000000000002,0,6089," PTC VERSION + 148,33 & DELIVERY TIME 7 WEEKS"]
[null,"CGT_ATEX_II2GExdIIBT4","CGT_ATEX","II2GExdIIBT4","CGT_ATEX_II2GExdIIBT4/6-900-3-2,2 kW STANDARD",6,6,0,"900-3","2,2 kW","STANDARD","/","/","/","/","/",3469,"5weeks",2.2000000000000002,0,6303," PTC VERSION + 148,33 & DELIVERY TIME 7 WEEKS"]
[null,"CGT_ATEX_II2GExdIIBT5","CGT_ATEX","II2GExdIIBT5","CGT_ATEX_II2GExdIIBT5/6-900-3-2,2 kW STANDARD",6,6,0,"900-3","2,2 kW","STANDARD","/","/","/","/","/",3469,"5weeks",2.2000000000000002,0,6138," PTC VERSION + 148,33 & DELIVERY TIME 7 WEEKS"]
[null,"CGT_ATEX_II3DExtcIIICT125","CGT_ATEX","II3DExtcIIICT125","CGT_ATEX_II3DExtcIIICT125/6-900-3-2,2 kW STANDARD",6,6,0,"900-3","2,2 kW","STANDARD","/","/","/","/","/",3496,"to be confirmed",2.2000000000000002,0,5998,""]
[null,"CGT","CGT","ST","CGT/6-900-6-1,5 kW IE3",6,6,0,"900-6","1,5 kW","IE3","/","/","/","/","/",2158,"to be confirmed",1.5,0,6114,""]
[null,"CGT","CGT","ST","CGT/6-900-6-1,5 kW STANDARD",6,6,0,"900-6","1,5 kW","STANDARD","/","/","/","/","/",2100,"4weeks",1.5,0,1755,""]
[null,"CGT_ATEX_II2GExdIICT4","CGT_ATEX","II2GExdIICT4","CGT_ATEX_II2GExdIICT4/6-900-6-1,5 kW STANDARD",6,6,0,"900-6","1,5 kW","STANDARD","/","/","/","/","/",3498,"5weeks",1.5,0,6174," PTC VERSION + 148,33 & DELIVERY TIME 7 WEEKS"]
[null,"CGT_ATEX_II2GExdIIBT4","CGT_ATEX","II2GExdIIBT4","CGT_ATEX_II2GExdIIBT4/6-900-6-1,5 kW STANDARD",6,6,0,"900-6","1,5 kW","STANDARD","/","/","/","/","/",3294,"5weeks",1.5,0,5920," PTC VERSION + 148,33 & DELIVERY TIME 7 WEEKS"]
[null,"CGT_ATEX_II2GExdIIBT5","CGT_ATEX","II2GExdIIBT5","CGT_ATEX_II2GExdIIBT5/6-900-6-1,5 kW STANDARD",6,6,0,"900-6","1,5 kW","STANDARD","/","/","/","/","/",3294,"5weeks",1.5,0,5947," PTC VERSION + 148,33 & DELIVERY TIME 7 WEEKS"]
[null,"CGT_ATEX_II2GExeIIT3","CGT_ATEX","II2GExeIIT3","CGT_ATEX_II2GExeIIT3/6-900-6-1,5 kW STANDARD",6,6,0,"900-6","1,5 kW","STANDARD","/","/","/","/","/",3035,"5weeks",1.5,0,6057,""]
[null,"CGT_ATEX_II3DExtcIIICT125","CGT_ATEX","II3DExtcIIICT125","CGT_ATEX_II3DExtcIIICT125/6-900-6-1,5 kW STANDARD",6,6,0,"900-6","1,5 kW","STANDARD","/","/","/","/","/",3358,"to be confirmed",1.5,0,5849,""]
[null,"CGT","CGT","ST","CGT/6-900-6-2,2 kW IE3",6,6,0,"900-6","2,2 kW","IE3","/","/","/","/","/",2241,"to be confirmed",2.2000000000000002,0,5944,""]
[null,"CGT","CGT","ST","CGT/6-900-6-2,2 kW STANDARD",6,6,0,"900-6","2,2 kW","STANDARD","/","/","/","/","/",2178,"4weeks",2.2000000000000002,0,1756,""]
[null,"CGT_ATEX_II2GExdIICT4","CGT_ATEX","II2GExdIICT4","CGT_ATEX_II2GExdIICT4/6-900-6-2,2 kW STANDARD",6,6,0,"900-6","2,2 kW","STANDARD","/","/","/","/","/",3817,"5weeks",2.2000000000000002,0,6089," PTC VERSION + 148,33 & DELIVERY TIME 7 WEEKS"]
[null,"CGT_ATEX_II2GExdIIBT4","CGT_ATEX","II2GExdIIBT4","CGT_ATEX_II2GExdIIBT4/6-900-6-2,2 kW STANDARD",6,6,0,"900-6","2,2 kW","STANDARD","/","/","/","/","/",3573,"5weeks",2.2000000000000002,0,6303," PTC VERSION + 148,33 & DELIVERY TIME 7 WEEKS"]
[null,"CGT_ATEX_II2GExdIIBT5","CGT_ATEX","II2GExdIIBT5","CGT_ATEX_II2GExdIIBT5/6-900-6-2,2 kW STANDARD",6,6,0,"900-6","2,2 kW","STANDARD","/","/","/","/","/",3573,"5weeks",2.2000000000000002,0,6138," PTC VERSION + 148,33 & DELIVERY TIME 7 WEEKS"]
[null,"CGT_ATEX_II2GExeIIT3","CGT_ATEX","II2GExeIIT3","CGT_ATEX_II2GExeIIT3/6-900-6-2,2 kW STANDARD",6,6,0,"900-6","2,2 kW","STANDARD","/","/","/","/","/",3433,"5weeks",2.2000000000000002,0,6161,""]
[null,"CGT_ATEX_II3DExtcIIICT125","CGT_ATEX","II3DExtcIIICT125","CGT_ATEX_II3DExtcIIICT125/6-900-6-2,2 kW STANDARD",6,6,0,"900-6","2,2 kW","STANDARD","/","/","/","/","/",3600,"to be confirmed",2.2000000000000002,0,5998,""]
[null,"CGT","CGT","ST","CGT/6-900-6-3 kW STANDARD",6,6,0,"900-6","3 kW","STANDARD","/","/","/","/","/",2304,"4weeks",3,0,1757,""]
[null,"CGT","CGT","ST","CGT/6-900-6-3 kW IE3",6,6,0,"900-6","3 kW","IE3","/","/","/","/","/",2385,"to be confirmed",3,0,5875,""]
[null,"CGT_ATEX_II2GExdIICT4","CGT_ATEX","II2GExdIICT4","CGT_ATEX_II2GExdIICT4/6-900-6-3 kW STANDARD",6,6,0,"900-6","3 kW","STANDARD","/","/","/","/","/",4687,"5weeks",3,0,6047," PTC VERSION + 171,67 & DELIVERY TIME 7 WEEKS"]
[null,"CGT_ATEX_II2GExdIIBT4","CGT_ATEX","II2GExdIIBT4","CGT_ATEX_II2GExdIIBT4/6-900-6-3 kW STANDARD",6,6,0,"900-6","3 kW","STANDARD","/","/","/","/","/",4328,"5weeks",3,0,6248," PTC VERSION + 171,67 & DELIVERY TIME 7 WEEKS"]
[null,"CGT_ATEX_II2GExdIIBT5","CGT_ATEX","II2GExdIIBT5","CGT_ATEX_II2GExdIIBT5/6-900-6-3 kW STANDARD",6,6,0,"900-6","3 kW","STANDARD","/","/","/","/","/",4328,"5weeks",3,0,5828," PTC VERSION + 171,67 & DELIVERY TIME 7 WEEKS"]
[null,"CGT_ATEX_II2GExeIIT3","CGT_ATEX","II2GExeIIT3","CGT_ATEX_II2GExeIIT3/6-900-6-3 kW STANDARD",6,6,0,"900-6","3 kW","STANDARD","/","/","/","/","/",4098,"5weeks",3,0,5805,""]
[null,"CGT_ATEX_II3DExtcIIICT125","CGT_ATEX","II3DExtcIIICT125","CGT_ATEX_II3DExtcIIICT125/6-900-6-3 kW STANDARD",6,6,0,"900-6","3 kW","STANDARD","/","/","/","/","/",3867,"to be confirmed",3,0,6249,""]
[null,"CGT","CGT","ST","CGT/6-900-9-1,5 kW IE3",6,6,0,"900-9","1,5 kW","IE3","/","/","/","/","/",2268,"to be confirmed",1.5,0,6114,""]
[null,"CGT","CGT","ST","CGT/6-900-9-1,5 kW STANDARD",6,6,0,"900-9","1,5 kW","STANDARD","/","/","/","/","/",2211,"4weeks",1.5,0,1755,""]
[null,"CGT_ATEX_II2GExdIICT4","CGT_ATEX","II2GExdIICT4","CGT_ATEX_II2GExdIICT4/6-900-9-1,5 kW STANDARD",6,6,0,"900-9","1,5 kW","STANDARD","/","/","/","/","/",3618,"5weeks",1.5,0,6174," PTC VERSION + 148,33 & DELIVERY TIME 7 WEEKS"]
[null,"CGT_ATEX_II2GExdIIBT4","CGT_ATEX","II2GExdIIBT4","CGT_ATEX_II2GExdIIBT4/6-900-9-1,5 kW STANDARD",6,6,0,"900-9","1,5 kW","STANDARD","/","/","/","/","/",3414,"5weeks",1.5,0,5920," PTC VERSION + 148,33 & DELIVERY TIME 7 WEEKS"]
[null,"CGT_ATEX_II2GExdIIBT5","CGT_ATEX","II2GExdIIBT5","CGT_ATEX_II2GExdIIBT5/6-900-9-1,5 kW STANDARD",6,6,0,"900-9","1,5 kW","STANDARD","/","/","/","/","/",3414,"5weeks",1.5,0,5947," PTC VERSION + 148,33 & DELIVERY TIME 7 WEEKS"]
[null,"CGT_ATEX_II2GExeIIT3","CGT_ATEX","II2GExeIIT3","CGT_ATEX_II2GExeIIT3/6-900-9-1,5 kW STANDARD",6,6,0,"900-9","1,5 kW","STANDARD","/","/","/","/","/",3155,"5weeks",1.5,0,6057,""]
[null,"CGT_ATEX_II3DExtcIIICT125","CGT_ATEX","II3DExtcIIICT125","CGT_ATEX_II3DExtcIIICT125/6-900-9-1,5 kW STANDARD",6,6,0,"900-9","1,5 kW","STANDARD","/","/","/","/","/",3478,"to be confirmed",1.5,0,5849,""]
[null,"CGT","CGT","ST","CGT/6-900-9-2,2 kW IE3",6,6,0,"900-9","2,2 kW","IE3","/","/","/","/","/",2351,"to be confirmed",2.2000000000000002,0,5944,""]
[null,"CGT","CGT","ST","CGT/6-900-9-2,2 kW STANDARD",6,6,0,"900-9","2,2 kW","STANDARD","/","/","/","/","/",2288,"4weeks",2.2000000000000002,0,1756,""]
[null,"CGT_ATEX_II2GExdIICT4","CGT_ATEX","II2GExdIICT4","CGT_ATEX_II2GExdIICT4/6-900-9-2,2 kW STANDARD",6,6,0,"900-9","2,2 kW","STANDARD","/","/","/","/","/",3937,"5weeks",2.2000000000000002,0,6089," PTC VERSION + 148,33 & DELIVERY TIME 7 WEEKS"]
[null,"CGT_ATEX_II2GExdIIBT4","CGT_ATEX","II2GExdIIBT4","CGT_ATEX_II2GExdIIBT4/6-900-9-2,2 kW STANDARD",6,6,0,"900-9","2,2 kW","STANDARD","/","/","/","/","/",3692,"5weeks",2.2000000000000002,0,6303," PTC VERSION + 148,33 & DELIVERY TIME 7 WEEKS"]
[null,"CGT_ATEX_II2GExdIIBT5","CGT_ATEX","II2GExdIIBT5","CGT_ATEX_II2GExdIIBT5/6-900-9-2,2 kW STANDARD",6,6,0,"900-9","2,2 kW","STANDARD","/","/","/","/","/",3692,"5weeks",2.2000000000000002,0,6138," PTC VERSION + 148,33 & DELIVERY TIME 7 WEEKS"]
[null,"CGT_ATEX_II2GExeIIT3","CGT_ATEX","II2GExeIIT3","CGT_ATEX_II2GExeIIT3/6-900-9-2,2 kW STANDARD",6,6,0,"900-9","2,2 kW","STANDARD","/","/","/","/","/",3553,"5weeks",2.2000000000000002,0,6161,""]
[null,"CGT_ATEX_II3DExtcIIICT125","CGT_ATEX","II3DExtcIIICT125","CGT_ATEX_II3DExtcIIICT125/6-900-9-2,2 kW STANDARD",6,6,0,"900-9","2,2 kW","STANDARD","/","/","/","/","/",3720,"to be confirmed",2.2000000000000002,0,5998,""]
[null,"CGT","CGT","ST","CGT/6-900-9-3 kW STANDARD",6,6,0,"900-9","3 kW","STANDARD","/","/","/","/","/",2414,"4weeks",3,0,1757,""]
[null,"CGT","CGT","ST","CGT/6-900-9-3 kW IE3",6,6,0,"900-9","3 kW","IE3","/","/","/","/","/",2496,"to be confirmed",3,0,5875,""]
[null,"CGT_ATEX_II3DExtcIIICT125","CGT_ATEX","II3DExtcIIICT125","CGT_ATEX_II3DExtcIIICT125/6-900-9-3 kW STANDARD",6,6,0,"900-9","3 kW","STANDARD","/","/","/","/","/",3986,"to be confirmed",3,0,6249,""]
[null,"CHGT_F300","CHGT","F300","CHGT_F300/4_6-1000-3-10/3,3 kW STANDARD","4_6",4,6,"1000-3","10/3,3 kW","STANDARD","/","/","/","/","/",4647,"5weeks",10,3.3,2069,""]
[null,"CHGT_F400","CHGT","F400","CHGT_F400/4_6-1000-3-10/3,3 kW STANDARD","4_6",4,6,"1000-3","10/3,3 kW","STANDARD","/","/","/","/","/",6194,"5weeks",10,3.3,2123,""]
[null,"CHGT_F300","CHGT","F300","CHGT_F300/4_6-1000-3-14/4,5 kW STANDARD","4_6",4,6,"1000-3","14/4,5 kW","STANDARD","/","/","/","/","/",4916,"to be confirmed",14,4.5,2070,""]
[null,"CHGT_F400","CHGT","F400","CHGT_F400/4_6-1000-3-14/4,5 kW STANDARD","4_6",4,6,"1000-3","14/4,5 kW","STANDARD","/","/","/","/","/",6625,"5weeks",14,4.5,2124,""]
[null,"CHGT_F300","CHGT","F300","CHGT_F300/4_6-1000-3-2,2/0,7 kW STANDARD","4_6",4,6,"1000-3","2,2/0,7 kW","STANDARD","/","/","/","/","/",2932,"to be confirmed",2.2000000000000002,0.7,2065,""]
[null,"CHGT_F400","CHGT","F400","CHGT_F400/4_6-1000-3-2,2/0,7 kW STANDARD","4_6",4,6,"1000-3","2,2/0,7 kW","STANDARD","/","/","/","/","/",3580,"5weeks",2.2000000000000002,0.7,2119,""]
[null,"CHGT_F300","CHGT","F300","CHGT_F300/4_6-1000-3-3/1 kW STANDARD","4_6",4,6,"1000-3","3/1 kW","STANDARD","/","/","/","/","/",3177,"to be confirmed",3,1,2066,""]
[null,"CHGT_F400","CHGT","F400","CHGT_F400/4_6-1000-3-3/1 kW STANDARD","4_6",4,6,"1000-3","3/1 kW","STANDARD","/","/","/","/","/",3811,"5weeks",3,1,2120,""]
[null,"CHGT_F300","CHGT","F300","CHGT_F300/4_6-1000-3-4,5/1,5 kW STANDARD","4_6",4,6,"1000-3","4,5/1,5 kW","STANDARD","/","/","/","/","/",3491,"5weeks",4.5,1.5,2067,""]
[null,"CHGT_F400","CHGT","F400","CHGT_F400/4_6-1000-3-4,5/1,5 kW STANDARD","4_6",4,6,"1000-3","4,5/1,5 kW","STANDARD","/","/","/","/","/",4277,"5weeks",4.5,1.5,2121,""]
[null,"CHGT_F300","CHGT","F300","CHGT_F300/4_6-1000-3-6/2,2 kW STANDARD","4_6",4,6,"1000-3","6/2,2 kW","STANDARD","/","/","/","/","/",3755,"5weeks",6,2.2000000000000002,2068,""]
[null,"CHGT_F400","CHGT","F400","CHGT_F400/4_6-1000-3-6/2,2 kW STANDARD","4_6",4,6,"1000-3","6/2,2 kW","STANDARD","/","/","/","/","/",4686,"5weeks",6,2.2000000000000002,2122,""]
[null,"CHGT_F300","CHGT","F300","CHGT_F300/4_6-1000-6-10/3,3 kW STANDARD","4_6",4,6,"1000-6","10/3,3 kW","STANDARD","/","/","/","/","/",4755,"5weeks",10,3.3,2069,""]
[null,"CHGT_F400","CHGT","F400","CHGT_F400/4_6-1000-6-10/3,3 kW STANDARD","4_6",4,6,"1000-6","10/3,3 kW","STANDARD","/","/","/","/","/",6303,"5weeks",10,3.3,2123,""]
[null,"CHGT_F300","CHGT","F300","CHGT_F300/4_6-1000-6-14/4,5 kW STANDARD","4_6",4,6,"1000-6","14/4,5 kW","STANDARD","/","/","/","/","/",5024,"to be confirmed",14,4.5,2070,""]
[null,"CHGT_F400","CHGT","F400","CHGT_F400/4_6-1000-6-14/4,5 kW STANDARD","4_6",4,6,"1000-6","14/4,5 kW","STANDARD","/","/","/","/","/",6733,"5weeks",14,4.5,2124,""]
[null,"CHGT_F300","CHGT","F300","CHGT_F300/4_6-1000-6-16/6,5 kW STANDARD","4_6",4,6,"1000-6","16/6,5 kW","STANDARD","/","/","/","/","/",5901,"to be confirmed",16,6.5,2071,""]
[null,"CHGT_F400","CHGT","F400","CHGT_F400/4_6-1000-6-16/6,5 kW STANDARD","4_6",4,6,"1000-6","16/6,5 kW","STANDARD","/","/","/","/","/",7820,"5weeks",16,6.5,2125,""]
[null,"CHGT_F300","CHGT","F300","CHGT_F300/4_6-1000-6-20/8,5 kW STANDARD","4_6",4,6,"1000-6","20/8,5 kW","STANDARD","/","/","/","/","/",6027,"to be confirmed",20,8.5,2072,""]
[null,"CHGT_F400","CHGT","F400","CHGT_F400/4_6-1000-6-20/8,5 kW STANDARD","4_6",4,6,"1000-6","20/8,5 kW","STANDARD","/","/","/","/","/",8009,"5weeks",20,8.5,2126,""]
[null,"CHGT_F300","CHGT","F300","CHGT_F300/4_6-1000-6-4,5/1,5 kW STANDARD","4_6",4,6,"1000-6","4,5/1,5 kW","STANDARD","/","/","/","/","/",3599,"5weeks",4.5,1.5,2067,""]
[null,"CHGT_F400","CHGT","F400","CHGT_F400/4_6-1000-6-4,5/1,5 kW STANDARD","4_6",4,6,"1000-6","4,5/1,5 kW","STANDARD","/","/","/","/","/",4385,"5weeks",4.5,1.5,2121,""]
[null,"CHGT_F300","CHGT","F300","CHGT_F300/4_6-1000-6-6/2,2 kW STANDARD","4_6",4,6,"1000-6","6/2,2 kW","STANDARD","/","/","/","/","/",3863,"5weeks",6,2.2000000000000002,2068,""]
[null,"CHGT_F400","CHGT","F400","CHGT_F400/4_6-1000-6-6/2,2 kW STANDARD","4_6",4,6,"1000-6","6/2,2 kW","STANDARD","/","/","/","/","/",4794,"5weeks",6,2.2000000000000002,2122,""]
[null,"CHGT_F300","CHGT","F300","CHGT_F300/4_6-1000-9-10/3,3 kW STANDARD","4_6",4,6,"1000-9","10/3,3 kW","STANDARD","/","/","/","/","/",4855,"5weeks",10,3.3,2069,""]
[null,"CHGT_F400","CHGT","F400","CHGT_F400/4_6-1000-9-10/3,3 kW STANDARD","4_6",4,6,"1000-9","10/3,3 kW","STANDARD","/","/","/","/","/",6402,"5weeks",10,3.3,2123,""]
[null,"CHGT_F300","CHGT","F300","CHGT_F300/4_6-1000-9-14/4,5 kW STANDARD","4_6",4,6,"1000-9","14/4,5 kW","STANDARD","/","/","/","/","/",5123,"to be confirmed",14,4.5,2070,""]
[null,"CHGT_F400","CHGT","F400","CHGT_F400/4_6-1000-9-14/4,5 kW STANDARD","4_6",4,6,"1000-9","14/4,5 kW","STANDARD","/","/","/","/","/",6833,"5weeks",14,4.5,2124,""]
[null,"CHGT_F300","CHGT","F300","CHGT_F300/4_6-1000-9-16/6,5 kW STANDARD","4_6",4,6,"1000-9","16/6,5 kW","STANDARD","/","/","/","/","/",6001,"to be confirmed",16,6.5,2071,""]
[null,"CHGT_F400","CHGT","F400","CHGT_F400/4_6-1000-9-16/6,5 kW STANDARD","4_6",4,6,"1000-9","16/6,5 kW","STANDARD","/","/","/","/","/",7920,"5weeks",16,6.5,2125,""]
[null,"CHGT_F300","CHGT","F300","CHGT_F300/4_6-1000-9-20/8,5 kW STANDARD","4_6",4,6,"1000-9","20/8,5 kW","STANDARD","/","/","/","/","/",6127,"to be confirmed",20,8.5,2072,""]
[null,"CHGT_F400","CHGT","F400","CHGT_F400/4_6-1000-9-20/8,5 kW STANDARD","4_6",4,6,"1000-9","20/8,5 kW","STANDARD","/","/","/","/","/",8109,"5weeks",20,8.5,2126,""]
[null,"CHGT_F300","CHGT","F300","CHGT_F300/4_6-1000-9-6/2,2 kW STANDARD","4_6",4,6,"1000-9","6/2,2 kW","STANDARD","/","/","/","/","/",3963,"5weeks",6,2.2000000000000002,2068,""]
[null,"CHGT_F400","CHGT","F400","CHGT_F400/4_6-1000-9-6/2,2 kW STANDARD","4_6",4,6,"1000-9","6/2,2 kW","STANDARD","/","/","/","/","/",4893,"5weeks",6,2.2000000000000002,2122,""]
[null,"CHGT_F300","CHGT","F300","CHGT_F300/4_6-1250-3-10/3,3 kW STANDARD","4_6",4,6,"1250-3","10/3,3 kW","STANDARD","/","/","/","/","/",5694,"5weeks",10,3.3,2069,""]
[null,"CHGT_F400","CHGT","F400","CHGT_F400/4_6-1250-3-10/3,3 kW STANDARD","4_6",4,6,"1250-3","10/3,3 kW","STANDARD","/","/","/","/","/",7241,"5weeks",10,3.3,2123,""]
[null,"CHGT_F300","CHGT","F300","CHGT_F300/4_6-1250-3-14/4,5 kW STANDARD","4_6",4,6,"1250-3","14/4,5 kW","STANDARD","/","/","/","/","/",5962,"to be confirmed",14,4.5,2070,""]
[null,"CHGT_F400","CHGT","F400","CHGT_F400/4_6-1250-3-14/4,5 kW STANDARD","4_6",4,6,"1250-3","14/4,5 kW","STANDARD","/","/","/","/","/",7672,"5weeks",14,4.5,2124,""]
[null,"CHGT_F300","CHGT","F300","CHGT_F300/4_6-1250-3-16/6,5 kW STANDARD","4_6",4,6,"1250-3","16/6,5 kW","STANDARD","/","/","/","/","/",6840,"to be confirmed",16,6.5,2071,""]
[null,"CHGT_F400","CHGT","F400","CHGT_F400/4_6-1250-3-16/6,5 kW STANDARD","4_6",4,6,"1250-3","16/6,5 kW","STANDARD","/","/","/","/","/",8759,"5weeks",16,6.5,2125,""]
[null,"CHGT_F300","CHGT","F300","CHGT_F300/4_6-1250-3-20/8,5 kW STANDARD","4_6",4,6,"1250-3","20/8,5 kW","STANDARD","/","/","/","/","/",6966,"to be confirmed",20,8.5,2072,""]
[null,"CHGT_F400","CHGT","F400","CHGT_F400/4_6-1250-3-20/8,5 kW STANDARD","4_6",4,6,"1250-3","20/8,5 kW","STANDARD","/","/","/","/","/",8948,"5weeks",20,8.5,2126,""]
[null,"CHGT_F300","CHGT","F300","CHGT_F300/4_6-1250-3-26/9 kW STANDARD","4_6",4,6,"1250-3","26/9 kW","STANDARD","/","/","/","/","/",8936,"to be confirmed",26,9,2073,""]
[null,"CHGT_F400","CHGT","F400","CHGT_F400/4_6-1250-3-26/9 kW STANDARD","4_6",4,6,"1250-3","26/9 kW","STANDARD","/","/","/","/","/",11542,"5weeks",26,9,2127,""]
[null,"CHGT_F300","CHGT","F300","CHGT_F300/4_6-1250-3-34/12 kW STANDARD","4_6",4,6,"1250-3","34/12 kW","STANDARD","/","/","/","/","/",11242,"to be confirmed",34,12,2074,""]
[null,"CHGT_F400","CHGT","F400","CHGT_F400/4_6-1250-3-34/12 kW STANDARD","4_6",4,6,"1250-3","34/12 kW","STANDARD","/","/","/","/","/",15155,"5weeks",34,12,2128,""]
[null,"CHGT_F300","CHGT","F300","CHGT_F300/4_6-1250-3-6/2,2 kW STANDARD","4_6",4,6,"1250-3","6/2,2 kW","STANDARD","/","/","/","/","/",4802,"5weeks",6,2.2000000000000002,2068,""]
[null,"CHGT_F400","CHGT","F400","CHGT_F400/4_6-1250-3-6/2,2 kW STANDARD","4_6",4,6,"1250-3","6/2,2 kW","STANDARD","/","/","/","/","/",5732,"5weeks",6,2.2000000000000002,2122,""]
[null,"CHGT_F300","CHGT","F300","CHGT_F300/4_6-1250-6-10/3,3 kW STANDARD","4_6",4,6,"1250-6","10/3,3 kW","STANDARD","/","/","/","/","/",5806,"5weeks",10,3.3,2069,""]
[null,"CHGT_F400","CHGT","F400","CHGT_F400/4_6-1250-6-10/3,3 kW STANDARD","4_6",4,6,"1250-6","10/3,3 kW","STANDARD","/","/","/","/","/",7354,"5weeks",10,3.3,2123,""]
[null,"CHGT_F300","CHGT","F300","CHGT_F300/4_6-1250-6-14/4,5 kW STANDARD","4_6",4,6,"1250-6","14/4,5 kW","STANDARD","/","/","/","/","/",6075,"to be confirmed",14,4.5,2070,""]
[null,"CHGT_F400","CHGT","F400","CHGT_F400/4_6-1250-6-14/4,5 kW STANDARD","4_6",4,6,"1250-6","14/4,5 kW","STANDARD","/","/","/","/","/",7783,"5weeks",14,4.5,2124,""]
[null,"CHGT_F300","CHGT","F300","CHGT_F300/4_6-1250-6-16/6,5 kW STANDARD","4_6",4,6,"1250-6","16/6,5 kW","STANDARD","/","/","/","/","/",6953,"to be confirmed",16,6.5,2071,""]
[null,"CHGT_F400","CHGT","F400","CHGT_F400/4_6-1250-6-16/6,5 kW STANDARD","4_6",4,6,"1250-6","16/6,5 kW","STANDARD","/","/","/","/","/",8870,"5weeks",16,6.5,2125,""]
[null,"CHGT_F300","CHGT","F300","CHGT_F300/4_6-1250-6-20/8,5 kW STANDARD","4_6",4,6,"1250-6","20/8,5 kW","STANDARD","/","/","/","/","/",7079,"to be confirmed",20,8.5,2072,""]
[null,"CHGT_F400","CHGT","F400","CHGT_F400/4_6-1250-6-20/8,5 kW STANDARD","4_6",4,6,"1250-6","20/8,5 kW","STANDARD","/","/","/","/","/",9060,"5weeks",20,8.5,2126,""]
[null,"CHGT_F300","CHGT","F300","CHGT_F300/4_6-1250-6-26/9 kW STANDARD","4_6",4,6,"1250-6","26/9 kW","STANDARD","/","/","/","/","/",9047,"to be confirmed",26,9,2073,""]
[null,"CHGT_F400","CHGT","F400","CHGT_F400/4_6-1250-6-26/9 kW STANDARD","4_6",4,6,"1250-6","26/9 kW","STANDARD","/","/","/","/","/",11654,"5weeks",26,9,2127,""]
[null,"CHGT_F300","CHGT","F300","CHGT_F300/4_6-1250-6-34/12 kW STANDARD","4_6",4,6,"1250-6","34/12 kW","STANDARD","/","/","/","/","/",11354,"to be confirmed",34,12,2074,""]
[null,"CHGT_F400","CHGT","F400","CHGT_F400/4_6-1250-6-34/12 kW STANDARD","4_6",4,6,"1250-6","34/12 kW","STANDARD","/","/","/","/","/",15267,"5weeks",34,12,2128,""]
[null,"CHGT_F300","CHGT","F300","CHGT_F300/4_6-1250-6-40/14 kW STANDARD","4_6",4,6,"1250-6","40/14 kW","STANDARD","/","/","/","/","/",12051,"5weeks",40,14,2075,""]
[null,"CHGT_F400","CHGT","F400","CHGT_F400/4_6-1250-6-40/14 kW STANDARD","4_6",4,6,"1250-6","40/14 kW","STANDARD","/","/","/","/","/",16301,"to be confirmed",40,14,2129,""]
[null,"CHGT_F300","CHGT","F300","CHGT_F300/4_6-1250-9-14/4,5 kW STANDARD","4_6",4,6,"1250-9","14/4,5 kW","STANDARD","/","/","/","/","/",6243,"to be confirmed",14,4.5,2070,""]
[null,"CHGT_F400","CHGT","F400","CHGT_F400/4_6-1250-9-14/4,5 kW STANDARD","4_6",4,6,"1250-9","14/4,5 kW","STANDARD","/","/","/","/","/",7951,"5weeks",14,4.5,2124,""]
[null,"CHGT_F300","CHGT","F300","CHGT_F300/4_6-1250-9-16/6,5 kW STANDARD","4_6",4,6,"1250-9","16/6,5 kW","STANDARD","/","/","/","/","/",7121,"to be confirmed",16,6.5,2071,""]
[null,"CHGT_F400","CHGT","F400","CHGT_F400/4_6-1250-9-16/6,5 kW STANDARD","4_6",4,6,"1250-9","16/6,5 kW","STANDARD","/","/","/","/","/",9038,"5weeks",16,6.5,2125,""]
[null,"CHGT_F300","CHGT","F300","CHGT_F300/4_6-1250-9-20/8,5 kW STANDARD","4_6",4,6,"1250-9","20/8,5 kW","STANDARD","/","/","/","/","/",7245,"to be confirmed",20,8.5,2072,""]
[null,"CHGT_F400","CHGT","F400","CHGT_F400/4_6-1250-9-20/8,5 kW STANDARD","4_6",4,6,"1250-9","20/8,5 kW","STANDARD","/","/","/","/","/",9228,"5weeks",20,8.5,2126,""]
[null,"CHGT_F300","CHGT","F300","CHGT_F300/4_6-1250-9-26/9 kW STANDARD","4_6",4,6,"1250-9","26/9 kW","STANDARD","/","/","/","/","/",9215,"to be confirmed",26,9,2073,""]
[null,"CHGT_F400","CHGT","F400","CHGT_F400/4_6-1250-9-26/9 kW STANDARD","4_6",4,6,"1250-9","26/9 kW","STANDARD","/","/","/","/","/",11822,"5weeks",26,9,2127,""]
[null,"CHGT_F300","CHGT","F300","CHGT_F300/4_6-1250-9-34/12 kW STANDARD","4_6",4,6,"1250-9","34/12 kW","STANDARD","/","/","/","/","/",11521,"to be confirmed",34,12,2074,""]
[null,"CHGT_F400","CHGT","F400","CHGT_F400/4_6-1250-9-34/12 kW STANDARD","4_6",4,6,"1250-9","34/12 kW","STANDARD","/","/","/","/","/",15435,"5weeks",34,12,2128,""]
[null,"CHGT_F300","CHGT","F300","CHGT_F300/4_6-1250-9-40/14 kW STANDARD","4_6",4,6,"1250-9","40/14 kW","STANDARD","/","/","/","/","/",12219,"5weeks",40,14,2075,""]
[null,"CHGT_F400","CHGT","F400","CHGT_F400/4_6-1250-9-40/14 kW STANDARD","4_6",4,6,"1250-9","40/14 kW","STANDARD","/","/","/","/","/",16469,"to be confirmed",40,14,2129,""]
[null,"CHGT_F300","CHGT","F300","CHGT_F300/4_6-400-6-0,55/0,2 kW STANDARD","4_6",4,6,"400-6","0,55/0,2 kW","STANDARD","/","/","/","/","/",1162,"5weeks",0.55000000000000004,0.2,2061,""]
[null,"CHGT_F400","CHGT","F400","CHGT_F400/4_6-400-6-0,55/0,2 kW STANDARD","4_6",4,6,"400-6","0,55/0,2 kW","STANDARD","/","/","/","/","/",1586,"5weeks",0.55000000000000004,0.2,2115,""]
[null,"CHGT_F300","CHGT","F300","CHGT_F300/4_6-450-6-0,55/0,2 kW STANDARD","4_6",4,6,"450-6","0,55/0,2 kW","STANDARD","/","/","/","/","/",1203,"5weeks",0.55000000000000004,0.2,2061,""]
[null,"CHGT_F400","CHGT","F400","CHGT_F400/4_6-450-6-0,55/0,2 kW STANDARD","4_6",4,6,"450-6","0,55/0,2 kW","STANDARD","/","/","/","/","/",1626,"5weeks",0.55000000000000004,0.2,2115,""]
[null,"CHGT_F300","CHGT","F300","CHGT_F300/4_6-500-6-0,55/0,2 kW STANDARD","4_6",4,6,"500-6","0,55/0,2 kW","STANDARD","/","/","/","/","/",1234,"5weeks",0.55000000000000004,0.2,2061,""]
[null,"CHGT_F400","CHGT","F400","CHGT_F400/4_6-500-6-0,55/0,2 kW STANDARD","4_6",4,6,"500-6","0,55/0,2 kW","STANDARD","/","/","/","/","/",1658,"5weeks",0.55000000000000004,0.2,2115,""]
[null,"CHGT_F300","CHGT","F300","CHGT_F300/4_6-500-6-0,75/0,25 kW STANDARD","4_6",4,6,"500-6","0,75/0,25 kW","STANDARD","/","/","/","/","/",1245,"to be confirmed",0.75,0.25,2062,""]
[null,"CHGT_F400","CHGT","F400","CHGT_F400/4_6-500-6-0,75/0,25 kW STANDARD","4_6",4,6,"500-6","0,75/0,25 kW","STANDARD","/","/","/","/","/",1678,"to be confirmed",0.75,0.25,2116,""]
[null,"CHGT_F300","CHGT","F300","CHGT_F300/4_6-500-6-1,1/0,3 kW STANDARD","4_6",4,6,"500-6","1,1/0,3 kW","STANDARD","/","/","/","/","/",1338,"to be confirmed",1.1000000000000001,0.3,2063,""]
[null,"CHGT_F400","CHGT","F400","CHGT_F400/4_6-500-6-1,1/0,3 kW STANDARD","4_6",4,6,"500-6","1,1/0,3 kW","STANDARD","/","/","/","/","/",1768,"5weeks",1.1000000000000001,0.3,2117,""]
[null,"CHGT_F300","CHGT","F300","CHGT_F300/4_6-560-6-0,55/0,2 kW STANDARD","4_6",4,6,"560-6","0,55/0,2 kW","STANDARD","/","/","/","/","/",1354,"5weeks",0.55000000000000004,0.2,2061,""]
[null,"CHGT_F400","CHGT","F400","CHGT_F400/4_6-560-6-0,55/0,2 kW STANDARD","4_6",4,6,"560-6","0,55/0,2 kW","STANDARD","/","/","/","/","/",1778,"5weeks",0.55000000000000004,0.2,2115,""]
[null,"CHGT_F300","CHGT","F300","CHGT_F300/4_6-560-6-0,75/0,25 kW STANDARD","4_6",4,6,"560-6","0,75/0,25 kW","STANDARD","/","/","/","/","/",1364,"to be confirmed",0.75,0.25,2062,""]
[null,"CHGT_F400","CHGT","F400","CHGT_F400/4_6-560-6-0,75/0,25 kW STANDARD","4_6",4,6,"560-6","0,75/0,25 kW","STANDARD","/","/","/","/","/",1798,"to be confirmed",0.75,0.25,2116,""]
[null,"CHGT_F300","CHGT","F300","CHGT_F300/4_6-560-6-1,1/0,3 kW STANDARD","4_6",4,6,"560-6","1,1/0,3 kW","STANDARD","/","/","/","/","/",1459,"to be confirmed",1.1000000000000001,0.3,2063,""]
[null,"CHGT_F400","CHGT","F400","CHGT_F400/4_6-560-6-1,1/0,3 kW STANDARD","4_6",4,6,"560-6","1,1/0,3 kW","STANDARD","/","/","/","/","/",1887,"5weeks",1.1000000000000001,0.3,2117,""]
[null,"CHGT_F300","CHGT","F300","CHGT_F300/4_6-560-6-1,5/0,37 kW STANDARD","4_6",4,6,"560-6","1,5/0,37 kW","STANDARD","/","/","/","/","/",1503,"to be confirmed",1.5,0.37,2064,""]
[null,"CHGT_F400","CHGT","F400","CHGT_F400/4_6-560-6-1,5/0,37 kW STANDARD","4_6",4,6,"560-6","1,5/0,37 kW","STANDARD","/","/","/","/","/",1966,"5weeks",1.5,0.37,2118,""]
[null,"CHGT_F300","CHGT","F300","CHGT_F300/4_6-630-6-0,55/0,2 kW STANDARD","4_6",4,6,"630-6","0,55/0,2 kW","STANDARD","/","/","/","/","/",1434,"5weeks",0.55000000000000004,0.2,2061,""]
[null,"CHGT_F400","CHGT","F400","CHGT_F400/4_6-630-6-0,55/0,2 kW STANDARD","4_6",4,6,"630-6","0,55/0,2 kW","STANDARD","/","/","/","/","/",1858,"5weeks",0.55000000000000004,0.2,2115,""]
[null,"CHGT_F300","CHGT","F300","CHGT_F300/4_6-630-6-0,75/0,25 kW STANDARD","4_6",4,6,"630-6","0,75/0,25 kW","STANDARD","/","/","/","/","/",1444,"to be confirmed",0.75,0.25,2062,""]
[null,"CHGT_F400","CHGT","F400","CHGT_F400/4_6-630-6-0,75/0,25 kW STANDARD","4_6",4,6,"630-6","0,75/0,25 kW","STANDARD","/","/","/","/","/",1878,"to be confirmed",0.75,0.25,2116,""]
[null,"CHGT_F300","CHGT","F300","CHGT_F300/4_6-630-6-1,1/0,3 kW STANDARD","4_6",4,6,"630-6","1,1/0,3 kW","STANDARD","/","/","/","/","/",1539,"to be confirmed",1.1000000000000001,0.3,2063,""]
[null,"CHGT_F400","CHGT","F400","CHGT_F400/4_6-630-6-1,1/0,3 kW STANDARD","4_6",4,6,"630-6","1,1/0,3 kW","STANDARD","/","/","/","/","/",1967,"5weeks",1.1000000000000001,0.3,2117,""]
[null,"CHGT_F300","CHGT","F300","CHGT_F300/4_6-630-6-1,5/0,37 kW STANDARD","4_6",4,6,"630-6","1,5/0,37 kW","STANDARD","/","/","/","/","/",1583,"to be confirmed",1.5,0.37,2064,""]
[null,"CHGT_F400","CHGT","F400","CHGT_F400/4_6-630-6-1,5/0,37 kW STANDARD","4_6",4,6,"630-6","1,5/0,37 kW","STANDARD","/","/","/","/","/",2046,"5weeks",1.5,0.37,2118,""]
[null,"CHGT_F300","CHGT","F300","CHGT_F300/4_6-630-6-2,2/0,7 kW STANDARD","4_6",4,6,"630-6","2,2/0,7 kW","STANDARD","/","/","/","/","/",1825,"to be confirmed",2.2000000000000002,0.7,2065,""]
[null,"CHGT_F400","CHGT","F400","CHGT_F400/4_6-630-6-2,2/0,7 kW STANDARD","4_6",4,6,"630-6","2,2/0,7 kW","STANDARD","/","/","/","/","/",2473,"5weeks",2.2000000000000002,0.7,2119,""]
[null,"CHGT_F300","CHGT","F300","CHGT_F300/4_6-630-6-3/1 kW STANDARD","4_6",4,6,"630-6","3/1 kW","STANDARD","/","/","/","/","/",2070,"to be confirmed",3,1,2066,""]
[null,"CHGT_F400","CHGT","F400","CHGT_F400/4_6-630-6-3/1 kW STANDARD","4_6",4,6,"630-6","3/1 kW","STANDARD","/","/","/","/","/",2704,"5weeks",3,1,2120,""]
[null,"CHGT_F300","CHGT","F300","CHGT_F300/4_6-710-3-0,55/0,2 kW STANDARD","4_6",4,6,"710-3","0,55/0,2 kW","STANDARD","/","/","/","/","/",1458,"5weeks",0.55000000000000004,0.2,2061,""]
[null,"CHGT_F300","CHGT","F300","CHGT_F300/4_6-710-3-0,75/0,25 kW STANDARD","4_6",4,6,"710-3","0,75/0,25 kW","STANDARD","/","/","/","/","/",1468,"to be confirmed",0.75,0.25,2062,""]
[null,"CHGT_F300","CHGT","F300","CHGT_F300/4_6-710-3-1,1/0,3 kW STANDARD","4_6",4,6,"710-3","1,1/0,3 kW","STANDARD","/","/","/","/","/",1562,"to be confirmed",1.1000000000000001,0.3,2063,""]
[null,"CHGT_F300","CHGT","F300","CHGT_F300/4_6-710-3-1,5/0,37 kW STANDARD","4_6",4,6,"710-3","1,5/0,37 kW","STANDARD","/","/","/","/","/",1607,"to be confirmed",1.5,0.37,2064,""]
[null,"CHGT_F300","CHGT","F300","CHGT_F300/4_6-710-3-2,2/0,7 kW STANDARD","4_6",4,6,"710-3","2,2/0,7 kW","STANDARD","/","/","/","/","/",1850,"to be confirmed",2.2000000000000002,0.7,2065,""]
[null,"CHGT_F300","CHGT","F300","CHGT_F300/4_6-710-3-3/1 kW STANDARD","4_6",4,6,"710-3","3/1 kW","STANDARD","/","/","/","/","/",2094,"to be confirmed",3,1,2066,""]
[null,"CHGT_F400","CHGT","F400","CHGT_F400/4_6-710-5-0,75/0,25 kW STANDARD","4_6",4,6,"710-5","0,75/0,25 kW","STANDARD","/","/","/","/","/",1993,"to be confirmed",0.75,0.25,2116,""]
[null,"CHGT_F400","CHGT","F400","CHGT_F400/4_6-710-5-1,1/0,3 kW STANDARD","4_6",4,6,"710-5","1,1/0,3 kW","STANDARD","/","/","/","/","/",2083,"5weeks",1.1000000000000001,0.3,2117,""]
[null,"CHGT_F400","CHGT","F400","CHGT_F400/4_6-710-5-1,5/0,37 kW STANDARD","4_6",4,6,"710-5","1,5/0,37 kW","STANDARD","/","/","/","/","/",2162,"5weeks",1.5,0.37,2118,""]
[null,"CHGT_F400","CHGT","F400","CHGT_F400/4_6-710-5-2,2/0,7 kW STANDARD","4_6",4,6,"710-5","2,2/0,7 kW","STANDARD","/","/","/","/","/",2589,"5weeks",2.2000000000000002,0.7,2119,""]
[null,"CHGT_F400","CHGT","F400","CHGT_F400/4_6-710-5-3/1 kW STANDARD","4_6",4,6,"710-5","3/1 kW","STANDARD","/","/","/","/","/",2821,"5weeks",3,1,2120,""]
[null,"CHGT_F400","CHGT","F400","CHGT_F400/4_6-710-5-4,5/1,5 kW STANDARD","4_6",4,6,"710-5","4,5/1,5 kW","STANDARD","/","/","/","/","/",3286,"5weeks",4.5,1.5,2121,""]
[null,"CHGT_F400","CHGT","F400","CHGT_F400/4_6-710-5-6/2,2 kW STANDARD","4_6",4,6,"710-5","6/2,2 kW","STANDARD","/","/","/","/","/",3695,"5weeks",6,2.2000000000000002,2122,""]
[null,"CHGT_F300","CHGT","F300","CHGT_F300/4_6-710-6-1,1/0,3 kW STANDARD","4_6",4,6,"710-6","1,1/0,3 kW","STANDARD","/","/","/","/","/",1666,"to be confirmed",1.1000000000000001,0.3,2063,""]
[null,"CHGT_F300","CHGT","F300","CHGT_F300/4_6-710-6-1,5/0,37 kW STANDARD","4_6",4,6,"710-6","1,5/0,37 kW","STANDARD","/","/","/","/","/",1711,"to be confirmed",1.5,0.37,2064,""]
[null,"CHGT_F300","CHGT","F300","CHGT_F300/4_6-710-6-2,2/0,7 kW STANDARD","4_6",4,6,"710-6","2,2/0,7 kW","STANDARD","/","/","/","/","/",1953,"to be confirmed",2.2000000000000002,0.7,2065,""]
[null,"CHGT_F300","CHGT","F300","CHGT_F300/4_6-710-6-3/1 kW STANDARD","4_6",4,6,"710-6","3/1 kW","STANDARD","/","/","/","/","/",2198,"to be confirmed",3,1,2066,""]
[null,"CHGT_F400","CHGT","F400","CHGT_F400/4_6-710-7-1,1/0,3 kW STANDARD","4_6",4,6,"710-7","1,1/0,3 kW","STANDARD","/","/","/","/","/",2162,"5weeks",1.1000000000000001,0.3,2117,""]
[null,"CHGT_F400","CHGT","F400","CHGT_F400/4_6-710-7-1,5/0,37 kW STANDARD","4_6",4,6,"710-7","1,5/0,37 kW","STANDARD","/","/","/","/","/",2242,"5weeks",1.5,0.37,2118,""]
[null,"CHGT_F400","CHGT","F400","CHGT_F400/4_6-710-7-2,2/0,7 kW STANDARD","4_6",4,6,"710-7","2,2/0,7 kW","STANDARD","/","/","/","/","/",2669,"5weeks",2.2000000000000002,0.7,2119,""]
[null,"CHGT_F400","CHGT","F400","CHGT_F400/4_6-710-7-3/1 kW STANDARD","4_6",4,6,"710-7","3/1 kW","STANDARD","/","/","/","/","/",2901,"5weeks",3,1,2120,""]
[null,"CHGT_F400","CHGT","F400","CHGT_F400/4_6-710-7-4,5/1,5 kW STANDARD","4_6",4,6,"710-7","4,5/1,5 kW","STANDARD","/","/","/","/","/",3366,"5weeks",4.5,1.5,2121,""]
[null,"CHGT_F400","CHGT","F400","CHGT_F400/4_6-710-7-6/2,2 kW STANDARD","4_6",4,6,"710-7","6/2,2 kW","STANDARD","/","/","/","/","/",3775,"5weeks",6,2.2000000000000002,2122,""]
[null,"CHGT_F300","CHGT","F300","CHGT_F300/4_6-800-3-1,1/0,3 kW STANDARD","4_6",4,6,"800-3","1,1/0,3 kW","STANDARD","/","/","/","/","/",1814,"to be confirmed",1.1000000000000001,0.3,2063,""]
[null,"CHGT_F400","CHGT","F400","CHGT_F400/4_6-800-3-1,1/0,3 kW STANDARD","4_6",4,6,"800-3","1,1/0,3 kW","STANDARD","/","/","/","/","/",2243,"5weeks",1.1000000000000001,0.3,2117,""]
[null,"CHGT_F300","CHGT","F300","CHGT_F300/4_6-800-3-1,5/0,37 kW STANDARD","4_6",4,6,"800-3","1,5/0,37 kW","STANDARD","/","/","/","/","/",1859,"to be confirmed",1.5,0.37,2064,""]
[null,"CHGT_F400","CHGT","F400","CHGT_F400/4_6-800-3-1,5/0,37 kW STANDARD","4_6",4,6,"800-3","1,5/0,37 kW","STANDARD","/","/","/","/","/",2322,"5weeks",1.5,0.37,2118,""]
[null,"CHGT_F300","CHGT","F300","CHGT_F300/4_6-800-3-2,2/0,7 kW STANDARD","4_6",4,6,"800-3","2,2/0,7 kW","STANDARD","/","/","/","/","/",2100,"to be confirmed",2.2000000000000002,0.7,2065,""]
[null,"CHGT_F400","CHGT","F400","CHGT_F400/4_6-800-3-2,2/0,7 kW STANDARD","4_6",4,6,"800-3","2,2/0,7 kW","STANDARD","/","/","/","/","/",2748,"5weeks",2.2000000000000002,0.7,2119,""]
[null,"CHGT_F300","CHGT","F300","CHGT_F300/4_6-800-3-3/1 kW STANDARD","4_6",4,6,"800-3","3/1 kW","STANDARD","/","/","/","/","/",2346,"to be confirmed",3,1,2066,""]
[null,"CHGT_F400","CHGT","F400","CHGT_F400/4_6-800-3-3/1 kW STANDARD","4_6",4,6,"800-3","3/1 kW","STANDARD","/","/","/","/","/",2980,"5weeks",3,1,2120,""]
[null,"CHGT_F300","CHGT","F300","CHGT_F300/4_6-800-3-4,5/1,5 kW STANDARD","4_6",4,6,"800-3","4,5/1,5 kW","STANDARD","/","/","/","/","/",2660,"5weeks",4.5,1.5,2067,""]
[null,"CHGT_F400","CHGT","F400","CHGT_F400/4_6-800-3-4,5/1,5 kW STANDARD","4_6",4,6,"800-3","4,5/1,5 kW","STANDARD","/","/","/","/","/",3447,"5weeks",4.5,1.5,2121,""]
[null,"CHGT_F300","CHGT","F300","CHGT_F300/4_6-800-3-6/2,2 kW STANDARD","4_6",4,6,"800-3","6/2,2 kW","STANDARD","/","/","/","/","/",2925,"5weeks",6,2.2000000000000002,2068,""]
[null,"CHGT_F400","CHGT","F400","CHGT_F400/4_6-800-3-6/2,2 kW STANDARD","4_6",4,6,"800-3","6/2,2 kW","STANDARD","/","/","/","/","/",3855,"5weeks",6,2.2000000000000002,2122,""]
[null,"CHGT_F300","CHGT","F300","CHGT_F300/4_6-800-6-1,5/0,37 kW STANDARD","4_6",4,6,"800-6","1,5/0,37 kW","STANDARD","/","/","/","/","/",1963,"to be confirmed",1.5,0.37,2064,""]
[null,"CHGT_F400","CHGT","F400","CHGT_F400/4_6-800-6-1,5/0,37 kW STANDARD","4_6",4,6,"800-6","1,5/0,37 kW","STANDARD","/","/","/","/","/",2426,"5weeks",1.5,0.37,2118,""]
[null,"CHGT_F300","CHGT","F300","CHGT_F300/4_6-800-6-2,2/0,7 kW STANDARD","4_6",4,6,"800-6","2,2/0,7 kW","STANDARD","/","/","/","/","/",2204,"to be confirmed",2.2000000000000002,0.7,2065,""]
[null,"CHGT_F400","CHGT","F400","CHGT_F400/4_6-800-6-2,2/0,7 kW STANDARD","4_6",4,6,"800-6","2,2/0,7 kW","STANDARD","/","/","/","/","/",2852,"5weeks",2.2000000000000002,0.7,2119,""]
[null,"CHGT_F300","CHGT","F300","CHGT_F300/4_6-800-6-3/1 kW STANDARD","4_6",4,6,"800-6","3/1 kW","STANDARD","/","/","/","/","/",2449,"to be confirmed",3,1,2066,""]
[null,"CHGT_F400","CHGT","F400","CHGT_F400/4_6-800-6-3/1 kW STANDARD","4_6",4,6,"800-6","3/1 kW","STANDARD","/","/","/","/","/",3084,"5weeks",3,1,2120,""]
[null,"CHGT_F300","CHGT","F300","CHGT_F300/4_6-800-6-4,5/1,5 kW STANDARD","4_6",4,6,"800-6","4,5/1,5 kW","STANDARD","/","/","/","/","/",2764,"5weeks",4.5,1.5,2067,""]
[null,"CHGT_F400","CHGT","F400","CHGT_F400/4_6-800-6-4,5/1,5 kW STANDARD","4_6",4,6,"800-6","4,5/1,5 kW","STANDARD","/","/","/","/","/",3551,"5weeks",4.5,1.5,2121,""]
[null,"CHGT_F300","CHGT","F300","CHGT_F300/4_6-800-6-6/2,2 kW STANDARD","4_6",4,6,"800-6","6/2,2 kW","STANDARD","/","/","/","/","/",3029,"5weeks",6,2.2000000000000002,2068,""]
[null,"CHGT_F400","CHGT","F400","CHGT_F400/4_6-800-6-6/2,2 kW STANDARD","4_6",4,6,"800-6","6/2,2 kW","STANDARD","/","/","/","/","/",3959,"5weeks",6,2.2000000000000002,2122,""]
[null,"CHGT_F300","CHGT","F300","CHGT_F300/4_6-800-9-2,2/0,7 kW STANDARD","4_6",4,6,"800-9","2,2/0,7 kW","STANDARD","/","/","/","/","/",2328,"to be confirmed",2.2000000000000002,0.7,2065,""]
[null,"CHGT_F400","CHGT","F400","CHGT_F400/4_6-800-9-2,2/0,7 kW STANDARD","4_6",4,6,"800-9","2,2/0,7 kW","STANDARD","/","/","/","/","/",2976,"5weeks",2.2000000000000002,0.7,2119,""]
[null,"CHGT_F300","CHGT","F300","CHGT_F300/4_6-800-9-3/1 kW STANDARD","4_6",4,6,"800-9","3/1 kW","STANDARD","/","/","/","/","/",2573,"to be confirmed",3,1,2066,""]
[null,"CHGT_F400","CHGT","F400","CHGT_F400/4_6-800-9-3/1 kW STANDARD","4_6",4,6,"800-9","3/1 kW","STANDARD","/","/","/","/","/",3208,"5weeks",3,1,2120,""]
[null,"CHGT_F300","CHGT","F300","CHGT_F300/4_6-800-9-4,5/1,5 kW STANDARD","4_6",4,6,"800-9","4,5/1,5 kW","STANDARD","/","/","/","/","/",2888,"5weeks",4.5,1.5,2067,""]
[null,"CHGT_F400","CHGT","F400","CHGT_F400/4_6-800-9-4,5/1,5 kW STANDARD","4_6",4,6,"800-9","4,5/1,5 kW","STANDARD","/","/","/","/","/",3673,"5weeks",4.5,1.5,2121,""]
[null,"CHGT_F300","CHGT","F300","CHGT_F300/4_6-800-9-6/2,2 kW STANDARD","4_6",4,6,"800-9","6/2,2 kW","STANDARD","/","/","/","/","/",3153,"5weeks",6,2.2000000000000002,2068,""]
[null,"CHGT_F400","CHGT","F400","CHGT_F400/4_6-800-9-6/2,2 kW STANDARD","4_6",4,6,"800-9","6/2,2 kW","STANDARD","/","/","/","/","/",4083,"5weeks",6,2.2000000000000002,2122,""]
[null,"CHGT_F300","CHGT","F300","CHGT_F300/4_6-900-3-10/3,3 kW STANDARD","4_6",4,6,"900-3","10/3,3 kW","STANDARD","/","/","/","/","/",4367,"5weeks",10,3.3,2069,""]
[null,"CHGT_F400","CHGT","F400","CHGT_F400/4_6-900-3-10/3,3 kW STANDARD","4_6",4,6,"900-3","10/3,3 kW","STANDARD","/","/","/","/","/",5915,"5weeks",10,3.3,2123,""]
[null,"CHGT_F300","CHGT","F300","CHGT_F300/4_6-900-3-2,2/0,7 kW STANDARD","4_6",4,6,"900-3","2,2/0,7 kW","STANDARD","/","/","/","/","/",2652,"to be confirmed",2.2000000000000002,0.7,2065,""]
[null,"CHGT_F400","CHGT","F400","CHGT_F400/4_6-900-3-2,2/0,7 kW STANDARD","4_6",4,6,"900-3","2,2/0,7 kW","STANDARD","/","/","/","/","/",3300,"5weeks",2.2000000000000002,0.7,2119,""]
[null,"CHGT_F300","CHGT","F300","CHGT_F300/4_6-900-3-3/1 kW STANDARD","4_6",4,6,"900-3","3/1 kW","STANDARD","/","/","/","/","/",2897,"to be confirmed",3,1,2066,""]
[null,"CHGT_F400","CHGT","F400","CHGT_F400/4_6-900-3-3/1 kW STANDARD","4_6",4,6,"900-3","3/1 kW","STANDARD","/","/","/","/","/",3532,"5weeks",3,1,2120,""]
[null,"CHGT_F300","CHGT","F300","CHGT_F300/4_6-900-3-4,5/1,5 kW STANDARD","4_6",4,6,"900-3","4,5/1,5 kW","STANDARD","/","/","/","/","/",3211,"5weeks",4.5,1.5,2067,""]
[null,"CHGT_F400","CHGT","F400","CHGT_F400/4_6-900-3-4,5/1,5 kW STANDARD","4_6",4,6,"900-3","4,5/1,5 kW","STANDARD","/","/","/","/","/",3998,"5weeks",4.5,1.5,2121,""]
[null,"CHGT_F300","CHGT","F300","CHGT_F300/4_6-900-3-6/2,2 kW STANDARD","4_6",4,6,"900-3","6/2,2 kW","STANDARD","/","/","/","/","/",3476,"5weeks",6,2.2000000000000002,2068,""]
[null,"CHGT_F400","CHGT","F400","CHGT_F400/4_6-900-3-6/2,2 kW STANDARD","4_6",4,6,"900-3","6/2,2 kW","STANDARD","/","/","/","/","/",4406,"5weeks",6,2.2000000000000002,2122,""]
[null,"CHGT_F300","CHGT","F300","CHGT_F300/4_6-900-6-10/3,3 kW STANDARD","4_6",4,6,"900-6","10/3,3 kW","STANDARD","/","/","/","/","/",4471,"5weeks",10,3.3,2069,""]
[null,"CHGT_F400","CHGT","F400","CHGT_F400/4_6-900-6-10/3,3 kW STANDARD","4_6",4,6,"900-6","10/3,3 kW","STANDARD","/","/","/","/","/",6019,"5weeks",10,3.3,2123,""]
[null,"CHGT_F300","CHGT","F300","CHGT_F300/4_6-900-6-14/4,5 kW STANDARD","4_6",4,6,"900-6","14/4,5 kW","STANDARD","/","/","/","/","/",4740,"to be confirmed",14,4.5,2070,""]
[null,"CHGT_F400","CHGT","F400","CHGT_F400/4_6-900-6-14/4,5 kW STANDARD","4_6",4,6,"900-6","14/4,5 kW","STANDARD","/","/","/","/","/",6449,"5weeks",14,4.5,2124,""]
[null,"CHGT_F300","CHGT","F300","CHGT_F300/4_6-900-6-2,2/0,7 kW STANDARD","4_6",4,6,"900-6","2,2/0,7 kW","STANDARD","/","/","/","/","/",2756,"to be confirmed",2.2000000000000002,0.7,2065,""]
[null,"CHGT_F400","CHGT","F400","CHGT_F400/4_6-900-6-2,2/0,7 kW STANDARD","4_6",4,6,"900-6","2,2/0,7 kW","STANDARD","/","/","/","/","/",3404,"5weeks",2.2000000000000002,0.7,2119,""]
[null,"CHGT_F300","CHGT","F300","CHGT_F300/4_6-900-6-3/1 kW STANDARD","4_6",4,6,"900-6","3/1 kW","STANDARD","/","/","/","/","/",3000,"to be confirmed",3,1,2066,""]
[null,"CHGT_F400","CHGT","F400","CHGT_F400/4_6-900-6-3/1 kW STANDARD","4_6",4,6,"900-6","3/1 kW","STANDARD","/","/","/","/","/",3636,"5weeks",3,1,2120,""]
[null,"CHGT_F300","CHGT","F300","CHGT_F300/4_6-900-6-4,5/1,5 kW STANDARD","4_6",4,6,"900-6","4,5/1,5 kW","STANDARD","/","/","/","/","/",3315,"5weeks",4.5,1.5,2067,""]
[null,"CHGT_F400","CHGT","F400","CHGT_F400/4_6-900-6-4,5/1,5 kW STANDARD","4_6",4,6,"900-6","4,5/1,5 kW","STANDARD","/","/","/","/","/",4102,"5weeks",4.5,1.5,2121,""]
[null,"CHGT_F300","CHGT","F300","CHGT_F300/4_6-900-6-6/2,2 kW STANDARD","4_6",4,6,"900-6","6/2,2 kW","STANDARD","/","/","/","/","/",3580,"5weeks",6,2.2000000000000002,2068,""]
[null,"CHGT_F400","CHGT","F400","CHGT_F400/4_6-900-6-6/2,2 kW STANDARD","4_6",4,6,"900-6","6/2,2 kW","STANDARD","/","/","/","/","/",4510,"5weeks",6,2.2000000000000002,2122,""]
[null,"CHGT_F300","CHGT","F300","CHGT_F300/4_6-900-9-10/3,3 kW STANDARD","4_6",4,6,"900-9","10/3,3 kW","STANDARD","/","/","/","/","/",4591,"5weeks",10,3.3,2069,""]
[null,"CHGT_F400","CHGT","F400","CHGT_F400/4_6-900-9-10/3,3 kW STANDARD","4_6",4,6,"900-9","10/3,3 kW","STANDARD","/","/","/","/","/",6139,"5weeks",10,3.3,2123,""]
[null,"CHGT_F300","CHGT","F300","CHGT_F300/4_6-900-9-14/4,5 kW STANDARD","4_6",4,6,"900-9","14/4,5 kW","STANDARD","/","/","/","/","/",4860,"to be confirmed",14,4.5,2070,""]
[null,"CHGT_F400","CHGT","F400","CHGT_F400/4_6-900-9-14/4,5 kW STANDARD","4_6",4,6,"900-9","14/4,5 kW","STANDARD","/","/","/","/","/",6568,"5weeks",14,4.5,2124,""]
[null,"CHGT_F300","CHGT","F300","CHGT_F300/4_6-900-9-4,5/1,5 kW STANDARD","4_6",4,6,"900-9","4,5/1,5 kW","STANDARD","/","/","/","/","/",3435,"5weeks",4.5,1.5,2067,""]
[null,"CHGT_F400","CHGT","F400","CHGT_F400/4_6-900-9-4,5/1,5 kW STANDARD","4_6",4,6,"900-9","4,5/1,5 kW","STANDARD","/","/","/","/","/",4221,"5weeks",4.5,1.5,2121,""]
[null,"CHGT_F300","CHGT","F300","CHGT_F300/4_6-900-9-6/2,2 kW STANDARD","4_6",4,6,"900-9","6/2,2 kW","STANDARD","/","/","/","/","/",3700,"5weeks",6,2.2000000000000002,2068,""]
[null,"CHGT_F400","CHGT","F400","CHGT_F400/4_6-900-9-6/2,2 kW STANDARD","4_6",4,6,"900-9","6/2,2 kW","STANDARD","/","/","/","/","/",4630,"5weeks",6,2.2000000000000002,2122,""]
[null,"CHGT_F300","CHGT","F300","CHGT_F300/4_8-1000-3-11/3 kW STANDARD","4_8",4,8,"1000-3","11/3 kW","STANDARD","/","/","/","/","/",4328,"5weeks",11,3,2054,""]
[null,"CHGT_F400","CHGT","F400","CHGT_F400/4_8-1000-3-11/3 kW STANDARD","4_8",4,8,"1000-3","11/3 kW","STANDARD","/","/","/","/","/",5261,"3weeks",11,3,2108,""]
[null,"CHGT_F300","CHGT","F300","CHGT_F300/4_8-1000-3-2,2/0,37 kW STANDARD","4_8",4,8,"1000-3","2,2/0,37 kW","STANDARD","/","/","/","/","/",2801,"3weeks",2.2000000000000002,0.37,2049,""]
[null,"CHGT_F400","CHGT","F400","CHGT_F400/4_8-1000-3-2,2/0,37 kW STANDARD","4_8",4,8,"1000-3","2,2/0,37 kW","STANDARD","/","/","/","/","/",3315,"3weeks",2.2000000000000002,0.37,2103,""]
[null,"CHGT_F300","CHGT","F300","CHGT_F300/4_8-1000-3-3/0,55 kW STANDARD","4_8",4,8,"1000-3","3/0,55 kW","STANDARD","/","/","/","/","/",2903,"3weeks",3,0.55000000000000004,2050,""]
[null,"CHGT_F400","CHGT","F400","CHGT_F400/4_8-1000-3-3/0,55 kW STANDARD","4_8",4,8,"1000-3","3/0,55 kW","STANDARD","/","/","/","/","/",3494,"3weeks",3,0.55000000000000004,2104,""]
[null,"CHGT_F300","CHGT","F300","CHGT_F300/4_8-1000-3-4/0,75 kW STANDARD","4_8",4,8,"1000-3","4/0,75 kW","STANDARD","/","/","/","/","/",3187,"3weeks",4,0.75,2051,""]
[null,"CHGT_F400","CHGT","F400","CHGT_F400/4_8-1000-3-4/0,75 kW STANDARD","4_8",4,8,"1000-3","4/0,75 kW","STANDARD","/","/","/","/","/",3720,"3weeks",4,0.75,2105,""]
[null,"CHGT_F300","CHGT","F300","CHGT_F300/4_8-1000-3-5,5/1,1 kW STANDARD","4_8",4,8,"1000-3","5,5/1,1 kW","STANDARD","/","/","/","/","/",3449,"3weeks",5.5,1.1000000000000001,2052,""]
[null,"CHGT_F400","CHGT","F400","CHGT_F400/4_8-1000-3-5,5/1,1 kW STANDARD","4_8",4,8,"1000-3","5,5/1,1 kW","STANDARD","/","/","/","/","/",4051,"3weeks",5.5,1.1000000000000001,2106,""]
[null,"CHGT_F300","CHGT","F300","CHGT_F300/4_8-1000-3-7,5/1,5 kW STANDARD","4_8",4,8,"1000-3","7,5/1,5 kW","STANDARD","/","/","/","/","/",3777,"3weeks",7.5,1.5,2053,""]
[null,"CHGT_F400","CHGT","F400","CHGT_F400/4_8-1000-3-7,5/1,5 kW STANDARD","4_8",4,8,"1000-3","7,5/1,5 kW","STANDARD","/","/","/","/","/",4520,"3weeks",7.5,1.5,2107,""]
[null,"CHGT_F300","CHGT","F300","CHGT_F300/4_8-1000-6-11/3 kW STANDARD","4_8",4,8,"1000-6","11/3 kW","STANDARD","/","/","/","/","/",4436,"5weeks",11,3,2054,""]
[null,"CHGT_F400","CHGT","F400","CHGT_F400/4_8-1000-6-11/3 kW STANDARD","4_8",4,8,"1000-6","11/3 kW","STANDARD","/","/","/","/","/",5369,"3weeks",11,3,2108,""]
[null,"CHGT_F300","CHGT","F300","CHGT_F300/4_8-1000-6-14/3,5 kW STANDARD","4_8",4,8,"1000-6","14/3,5 kW","STANDARD","/","/","/","/","/",4996,"5weeks",14,3.5,4159,""]
[null,"CHGT_F400","CHGT","F400","CHGT_F400/4_8-1000-6-14/3,5 kW STANDARD","4_8",4,8,"1000-6","14/3,5 kW","STANDARD","/","/","/","/","/",6109,"3weeks",14,3.5,509,""]
[null,"CHGT_F300","CHGT","F300","CHGT_F300/4_8-1000-6-17/4,3 kW STANDARD","4_8",4,8,"1000-6","17/4,3 kW","STANDARD","/","/","/","/","/",5869,"3weeks",17,4.3,2055,""]
[null,"CHGT_F400","CHGT","F400","CHGT_F400/4_8-1000-6-17/4,3 kW STANDARD","4_8",4,8,"1000-6","17/4,3 kW","STANDARD","/","/","/","/","/",6958,"3weeks",17,4.3,2109,""]
[null,"CHGT_F300","CHGT","F300","CHGT_F300/4_8-1000-6-20/5 kW STANDARD","4_8",4,8,"1000-6","20/5 kW","STANDARD","/","/","/","/","/",5994,"5weeks",20,5,2056,""]
[null,"CHGT_F400","CHGT","F400","CHGT_F400/4_8-1000-6-20/5 kW STANDARD","4_8",4,8,"1000-6","20/5 kW","STANDARD","/","/","/","/","/",7124,"3weeks",20,5,2110,""]
[null,"CHGT_F300","CHGT","F300","CHGT_F300/4_8-1000-6-4/0,75 kW STANDARD","4_8",4,8,"1000-6","4/0,75 kW","STANDARD","/","/","/","/","/",3295,"3weeks",4,0.75,2051,""]
[null,"CHGT_F400","CHGT","F400","CHGT_F400/4_8-1000-6-4/0,75 kW STANDARD","4_8",4,8,"1000-6","4/0,75 kW","STANDARD","/","/","/","/","/",3827,"3weeks",4,0.75,2105,""]
[null,"CHGT_F300","CHGT","F300","CHGT_F300/4_8-1000-6-5,5/1,1 kW STANDARD","4_8",4,8,"1000-6","5,5/1,1 kW","STANDARD","/","/","/","/","/",3557,"3weeks",5.5,1.1000000000000001,2052,""]
[null,"CHGT_F400","CHGT","F400","CHGT_F400/4_8-1000-6-5,5/1,1 kW STANDARD","4_8",4,8,"1000-6","5,5/1,1 kW","STANDARD","/","/","/","/","/",4160,"3weeks",5.5,1.1000000000000001,2106,""]
[null,"CHGT_F300","CHGT","F300","CHGT_F300/4_8-1000-6-7,5/1,5 kW STANDARD","4_8",4,8,"1000-6","7,5/1,5 kW","STANDARD","/","/","/","/","/",3884,"3weeks",7.5,1.5,2053,""]
[null,"CHGT_F400","CHGT","F400","CHGT_F400/4_8-1000-6-7,5/1,5 kW STANDARD","4_8",4,8,"1000-6","7,5/1,5 kW","STANDARD","/","/","/","/","/",4628,"3weeks",7.5,1.5,2107,""]
[null,"CHGT_F300","CHGT","F300","CHGT_F300/4_8-1000-9-11/3 kW STANDARD","4_8",4,8,"1000-9","11/3 kW","STANDARD","/","/","/","/","/",4535,"5weeks",11,3,2054,""]
[null,"CHGT_F400","CHGT","F400","CHGT_F400/4_8-1000-9-11/3 kW STANDARD","4_8",4,8,"1000-9","11/3 kW","STANDARD","/","/","/","/","/",5469,"3weeks",11,3,2108,""]
[null,"CHGT_F300","CHGT","F300","CHGT_F300/4_8-1000-9-14/3,5 kW STANDARD","4_8",4,8,"1000-9","14/3,5 kW","STANDARD","/","/","/","/","/",5096,"5weeks",14,3.5,4159,""]
[null,"CHGT_F400","CHGT","F400","CHGT_F400/4_8-1000-9-14/3,5 kW STANDARD","4_8",4,8,"1000-9","14/3,5 kW","STANDARD","/","/","/","/","/",6210,"3weeks",14,3.5,509,""]
[null,"CHGT_F300","CHGT","F300","CHGT_F300/4_8-1000-9-17/4,3 kW STANDARD","4_8",4,8,"1000-9","17/4,3 kW","STANDARD","/","/","/","/","/",5969,"3weeks",17,4.3,2055,""]
[null,"CHGT_F400","CHGT","F400","CHGT_F400/4_8-1000-9-17/4,3 kW STANDARD","4_8",4,8,"1000-9","17/4,3 kW","STANDARD","/","/","/","/","/",7058,"3weeks",17,4.3,2109,""]
[null,"CHGT_F300","CHGT","F300","CHGT_F300/4_8-1000-9-20/5 kW STANDARD","4_8",4,8,"1000-9","20/5 kW","STANDARD","/","/","/","/","/",6094,"5weeks",20,5,2056,""]
[null,"CHGT_F400","CHGT","F400","CHGT_F400/4_8-1000-9-20/5 kW STANDARD","4_8",4,8,"1000-9","20/5 kW","STANDARD","/","/","/","/","/",7223,"3weeks",20,5,2110,""]
[null,"CHGT_F300","CHGT","F300","CHGT_F300/4_8-1000-9-5,5/1,1 kW STANDARD","4_8",4,8,"1000-9","5,5/1,1 kW","STANDARD","/","/","/","/","/",3657,"3weeks",5.5,1.1000000000000001,2052,""]
[null,"CHGT_F400","CHGT","F400","CHGT_F400/4_8-1000-9-5,5/1,1 kW STANDARD","4_8",4,8,"1000-9","5,5/1,1 kW","STANDARD","/","/","/","/","/",4259,"3weeks",5.5,1.1000000000000001,2106,""]
[null,"CHGT_F300","CHGT","F300","CHGT_F300/4_8-1000-9-7,5/1,5 kW STANDARD","4_8",4,8,"1000-9","7,5/1,5 kW","STANDARD","/","/","/","/","/",3984,"3weeks",7.5,1.5,2053,""]
[null,"CHGT_F400","CHGT","F400","CHGT_F400/4_8-1000-9-7,5/1,5 kW STANDARD","4_8",4,8,"1000-9","7,5/1,5 kW","STANDARD","/","/","/","/","/",4728,"3weeks",7.5,1.5,2107,""]
[null,"CHGT_F300","CHGT","F300","CHGT_F300/4_8-1250-3-11/3 kW STANDARD","4_8",4,8,"1250-3","11/3 kW","STANDARD","/","/","/","/","/",5374,"5weeks",11,3,2054,""]
[null,"CHGT_F400","CHGT","F400","CHGT_F400/4_8-1250-3-11/3 kW STANDARD","4_8",4,8,"1250-3","11/3 kW","STANDARD","/","/","/","/","/",6308,"3weeks",11,3,2108,""]
[null,"CHGT_F300","CHGT","F300","CHGT_F300/4_8-1250-3-14/3,5 kW STANDARD","4_8",4,8,"1250-3","14/3,5 kW","STANDARD","/","/","/","/","/",5935,"5weeks",14,3.5,4159,""]
[null,"CHGT_F400","CHGT","F400","CHGT_F400/4_8-1250-3-14/3,5 kW STANDARD","4_8",4,8,"1250-3","14/3,5 kW","STANDARD","/","/","/","/","/",7049,"3weeks",14,3.5,509,""]
[null,"CHGT_F300","CHGT","F300","CHGT_F300/4_8-1250-3-17/4,3 kW STANDARD","4_8",4,8,"1250-3","17/4,3 kW","STANDARD","/","/","/","/","/",6808,"3weeks",17,4.3,2055,""]
[null,"CHGT_F400","CHGT","F400","CHGT_F400/4_8-1250-3-17/4,3 kW STANDARD","4_8",4,8,"1250-3","17/4,3 kW","STANDARD","/","/","/","/","/",7896,"3weeks",17,4.3,2109,""]
[null,"CHGT_F300","CHGT","F300","CHGT_F300/4_8-1250-3-20/5 kW STANDARD","4_8",4,8,"1250-3","20/5 kW","STANDARD","/","/","/","/","/",6933,"5weeks",20,5,2056,""]
[null,"CHGT_F400","CHGT","F400","CHGT_F400/4_8-1250-3-20/5 kW STANDARD","4_8",4,8,"1250-3","20/5 kW","STANDARD","/","/","/","/","/",8062,"3weeks",20,5,2110,""]
[null,"CHGT_F300","CHGT","F300","CHGT_F300/4_8-1250-3-28/6,5 kW STANDARD","4_8",4,8,"1250-3","28/6,5 kW","STANDARD","/","/","/","/","/",8173,"3weeks",28,6.5,2057,""]
[null,"CHGT_F400","CHGT","F400","CHGT_F400/4_8-1250-3-28/6,5 kW STANDARD","4_8",4,8,"1250-3","28/6,5 kW","STANDARD","/","/","/","/","/",9664,"4weeks",28,6.5,2111,""]
[null,"CHGT_F300","CHGT","F300","CHGT_F300/4_8-1250-3-30/8 kW STANDARD","4_8",4,8,"1250-3","30/8 kW","STANDARD","/","/","/","/","/",9097,"5weeks",30,8,2058,""]
[null,"CHGT_F400","CHGT","F400","CHGT_F400/4_8-1250-3-30/8 kW STANDARD","4_8",4,8,"1250-3","30/8 kW","STANDARD","/","/","/","/","/",10867,"3weeks",30,8,2112,""]
[null,"CHGT_F300","CHGT","F300","CHGT_F300/4_8-1250-3-5,5/1,1 kW STANDARD","4_8",4,8,"1250-3","5,5/1,1 kW","STANDARD","/","/","/","/","/",4496,"3weeks",5.5,1.1000000000000001,2052,""]
[null,"CHGT_F400","CHGT","F400","CHGT_F400/4_8-1250-3-5,5/1,1 kW STANDARD","4_8",4,8,"1250-3","5,5/1,1 kW","STANDARD","/","/","/","/","/",5098,"3weeks",5.5,1.1000000000000001,2106,""]
[null,"CHGT_F300","CHGT","F300","CHGT_F300/4_8-1250-3-7,5/1,5 kW STANDARD","4_8",4,8,"1250-3","7,5/1,5 kW","STANDARD","/","/","/","/","/",4823,"3weeks",7.5,1.5,2053,""]
[null,"CHGT_F400","CHGT","F400","CHGT_F400/4_8-1250-3-7,5/1,5 kW STANDARD","4_8",4,8,"1250-3","7,5/1,5 kW","STANDARD","/","/","/","/","/",5567,"3weeks",7.5,1.5,2107,""]
[null,"CHGT_F300","CHGT","F300","CHGT_F300/4_8-1250-6-11/3 kW STANDARD","4_8",4,8,"1250-6","11/3 kW","STANDARD","/","/","/","/","/",5487,"5weeks",11,3,2054,""]
[null,"CHGT_F400","CHGT","F400","CHGT_F400/4_8-1250-6-11/3 kW STANDARD","4_8",4,8,"1250-6","11/3 kW","STANDARD","/","/","/","/","/",6419,"3weeks",11,3,2108,""]
[null,"CHGT_F300","CHGT","F300","CHGT_F300/4_8-1250-6-14/3,5 kW STANDARD","4_8",4,8,"1250-6","14/3,5 kW","STANDARD","/","/","/","/","/",6046,"5weeks",14,3.5,4159,""]
[null,"CHGT_F400","CHGT","F400","CHGT_F400/4_8-1250-6-14/3,5 kW STANDARD","4_8",4,8,"1250-6","14/3,5 kW","STANDARD","/","/","/","/","/",7160,"3weeks",14,3.5,509,""]
[null,"CHGT_F300","CHGT","F300","CHGT_F300/4_8-1250-6-17/4,3 kW STANDARD","4_8",4,8,"1250-6","17/4,3 kW","STANDARD","/","/","/","/","/",6919,"3weeks",17,4.3,2055,""]
[null,"CHGT_F400","CHGT","F400","CHGT_F400/4_8-1250-6-17/4,3 kW STANDARD","4_8",4,8,"1250-6","17/4,3 kW","STANDARD","/","/","/","/","/",8009,"3weeks",17,4.3,2109,""]
[null,"CHGT_F300","CHGT","F300","CHGT_F300/4_8-1250-6-20/5 kW STANDARD","4_8",4,8,"1250-6","20/5 kW","STANDARD","/","/","/","/","/",7044,"5weeks",20,5,2056,""]
[null,"CHGT_F400","CHGT","F400","CHGT_F400/4_8-1250-6-20/5 kW STANDARD","4_8",4,8,"1250-6","20/5 kW","STANDARD","/","/","/","/","/",8175,"3weeks",20,5,2110,""]
[null,"CHGT_F300","CHGT","F300","CHGT_F300/4_8-1250-6-28/6,5 kW STANDARD","4_8",4,8,"1250-6","28/6,5 kW","STANDARD","/","/","/","/","/",8284,"3weeks",28,6.5,2057,""]
[null,"CHGT_F400","CHGT","F400","CHGT_F400/4_8-1250-6-28/6,5 kW STANDARD","4_8",4,8,"1250-6","28/6,5 kW","STANDARD","/","/","/","/","/",9775,"4weeks",28,6.5,2111,""]
[null,"CHGT_F300","CHGT","F300","CHGT_F300/4_8-1250-6-30/8 kW STANDARD","4_8",4,8,"1250-6","30/8 kW","STANDARD","/","/","/","/","/",9209,"5weeks",30,8,2058,""]
[null,"CHGT_F400","CHGT","F400","CHGT_F400/4_8-1250-6-30/8 kW STANDARD","4_8",4,8,"1250-6","30/8 kW","STANDARD","/","/","/","/","/",10979,"3weeks",30,8,2112,""]
[null,"CHGT_F300","CHGT","F300","CHGT_F300/4_8-1250-6-37/9,2 kW STANDARD","4_8",4,8,"1250-6","37/9,2 kW","STANDARD","/","/","/","/","/",11214,"3weeks",37,9.1999999999999993,2059,""]
[null,"CHGT_F400","CHGT","F400","CHGT_F400/4_8-1250-6-37/9,2 kW STANDARD","4_8",4,8,"1250-6","37/9,2 kW","STANDARD","/","/","/","/","/",14041,"4weeks",37,9.1999999999999993,2113,""]
[null,"CHGT_F300","CHGT","F300","CHGT_F300/4_8-1250-6-44/11 kW STANDARD","4_8",4,8,"1250-6","44/11 kW","STANDARD","/","/","/","/","/",12084,"3weeks",44,11,2060,""]
[null,"CHGT_F400","CHGT","F400","CHGT_F400/4_8-1250-6-44/11 kW STANDARD","4_8",4,8,"1250-6","44/11 kW","STANDARD","/","/","/","/","/",15219,"4weeks",44,11,2114,""]
[null,"CHGT_F300","CHGT","F300","CHGT_F300/4_8-1250-9-14/3,5 kW STANDARD","4_8",4,8,"1250-9","14/3,5 kW","STANDARD","/","/","/","/","/",6214,"5weeks",14,3.5,4159,""]
[null,"CHGT_F400","CHGT","F400","CHGT_F400/4_8-1250-9-14/3,5 kW STANDARD","4_8",4,8,"1250-9","14/3,5 kW","STANDARD","/","/","/","/","/",7328,"3weeks",14,3.5,509,""]
[null,"CHGT_F300","CHGT","F300","CHGT_F300/4_8-1250-9-17/4,3 kW STANDARD","4_8",4,8,"1250-9","17/4,3 kW","STANDARD","/","/","/","/","/",7087,"3weeks",17,4.3,2055,""]
[null,"CHGT_F400","CHGT","F400","CHGT_F400/4_8-1250-9-17/4,3 kW STANDARD","4_8",4,8,"1250-9","17/4,3 kW","STANDARD","/","/","/","/","/",8176,"3weeks",17,4.3,2109,""]
[null,"CHGT_F300","CHGT","F300","CHGT_F300/4_8-1250-9-20/5 kW STANDARD","4_8",4,8,"1250-9","20/5 kW","STANDARD","/","/","/","/","/",7212,"5weeks",20,5,2056,""]
[null,"CHGT_F400","CHGT","F400","CHGT_F400/4_8-1250-9-20/5 kW STANDARD","4_8",4,8,"1250-9","20/5 kW","STANDARD","/","/","/","/","/",8342,"3weeks",20,5,2110,""]
[null,"CHGT_F300","CHGT","F300","CHGT_F300/4_8-1250-9-28/6,5 kW STANDARD","4_8",4,8,"1250-9","28/6,5 kW","STANDARD","/","/","/","/","/",8452,"3weeks",28,6.5,2057,""]
[null,"CHGT_F400","CHGT","F400","CHGT_F400/4_8-1250-9-28/6,5 kW STANDARD","4_8",4,8,"1250-9","28/6,5 kW","STANDARD","/","/","/","/","/",9943,"4weeks",28,6.5,2111,""]
[null,"CHGT_F300","CHGT","F300","CHGT_F300/4_8-1250-9-30/8 kW STANDARD","4_8",4,8,"1250-9","30/8 kW","STANDARD","/","/","/","/","/",9377,"5weeks",30,8,2058,""]
[null,"CHGT_F400","CHGT","F400","CHGT_F400/4_8-1250-9-30/8 kW STANDARD","4_8",4,8,"1250-9","30/8 kW","STANDARD","/","/","/","/","/",11146,"3weeks",30,8,2112,""]
[null,"CHGT_F300","CHGT","F300","CHGT_F300/4_8-1250-9-37/9,2 kW STANDARD","4_8",4,8,"1250-9","37/9,2 kW","STANDARD","/","/","/","/","/",11382,"3weeks",37,9.1999999999999993,2059,""]
[null,"CHGT_F400","CHGT","F400","CHGT_F400/4_8-1250-9-37/9,2 kW STANDARD","4_8",4,8,"1250-9","37/9,2 kW","STANDARD","/","/","/","/","/",14208,"4weeks",37,9.1999999999999993,2113,""]
[null,"CHGT_F300","CHGT","F300","CHGT_F300/4_8-1250-9-44/11 kW STANDARD","4_8",4,8,"1250-9","44/11 kW","STANDARD","/","/","/","/","/",12252,"3weeks",44,11,2060,""]
[null,"CHGT_F400","CHGT","F400","CHGT_F400/4_8-1250-9-44/11 kW STANDARD","4_8",4,8,"1250-9","44/11 kW","STANDARD","/","/","/","/","/",15387,"4weeks",44,11,2114,""]
[null,"CHGT_F300","CHGT","F300","CHGT_F300/4_8-400-6-0,55/0,09 kW STANDARD","4_8",4,8,"400-6","0,55/0,09 kW","STANDARD","/","/","/","/","/",1132,"5weeks",0.55000000000000004,0.09,2045,""]
[null,"CHGT_F400","CHGT","F400","CHGT_F400/4_8-400-6-0,55/0,09 kW STANDARD","4_8",4,8,"400-6","0,55/0,09 kW","STANDARD","/","/","/","/","/",1475,"4weeks",0.55000000000000004,0.09,2099,""]
[null,"CHGT_F300","CHGT","F300","CHGT_F300/4_8-450-6-0,55/0,09 kW STANDARD","4_8",4,8,"450-6","0,55/0,09 kW","STANDARD","/","/","/","/","/",1172,"5weeks",0.55000000000000004,0.09,2045,""]
[null,"CHGT_F400","CHGT","F400","CHGT_F400/4_8-450-6-0,55/0,09 kW STANDARD","4_8",4,8,"450-6","0,55/0,09 kW","STANDARD","/","/","/","/","/",1515,"4weeks",0.55000000000000004,0.09,2099,""]
[null,"CHGT_F300","CHGT","F300","CHGT_F300/4_8-500-6-0,55/0,09 kW STANDARD","4_8",4,8,"500-6","0,55/0,09 kW","STANDARD","/","/","/","/","/",1205,"5weeks",0.55000000000000004,0.09,2045,""]
[null,"CHGT_F400","CHGT","F400","CHGT_F400/4_8-500-6-0,55/0,09 kW STANDARD","4_8",4,8,"500-6","0,55/0,09 kW","STANDARD","/","/","/","/","/",1547,"4weeks",0.55000000000000004,0.09,2099,""]
[null,"CHGT_F300","CHGT","F300","CHGT_F300/4_8-500-6-0,75/0,12 kW STANDARD","4_8",4,8,"500-6","0,75/0,12 kW","STANDARD","/","/","/","/","/",1249,"5weeks",0.75,0.12,2046,""]
[null,"CHGT_F400","CHGT","F400","CHGT_F400/4_8-500-6-0,75/0,12 kW STANDARD","4_8",4,8,"500-6","0,75/0,12 kW","STANDARD","/","/","/","/","/",1630,"4weeks",0.75,0.12,2100,""]
[null,"CHGT_F300","CHGT","F300","CHGT_F300/4_8-500-6-1,1/0,18 kW STANDARD","4_8",4,8,"500-6","1,1/0,18 kW","STANDARD","/","/","/","/","/",1319,"5weeks",1.1000000000000001,0.18,2047,""]
[null,"CHGT_F400","CHGT","F400","CHGT_F400/4_8-500-6-1,1/0,18 kW STANDARD","4_8",4,8,"500-6","1,1/0,18 kW","STANDARD","/","/","/","/","/",1713,"4weeks",1.1000000000000001,0.18,2101,""]
[null,"CHGT_F300","CHGT","F300","CHGT_F300/4_8-560-6-0,55/0,09 kW STANDARD","4_8",4,8,"560-6","0,55/0,09 kW","STANDARD","/","/","/","/","/",1325,"5weeks",0.55000000000000004,0.09,2045,""]
[null,"CHGT_F400","CHGT","F400","CHGT_F400/4_8-560-6-0,55/0,09 kW STANDARD","4_8",4,8,"560-6","0,55/0,09 kW","STANDARD","/","/","/","/","/",1667,"4weeks",0.55000000000000004,0.09,2099,""]
[null,"CHGT_F300","CHGT","F300","CHGT_F300/4_8-560-6-0,75/0,12 kW STANDARD","4_8",4,8,"560-6","0,75/0,12 kW","STANDARD","/","/","/","/","/",1369,"5weeks",0.75,0.12,2046,""]
[null,"CHGT_F400","CHGT","F400","CHGT_F400/4_8-560-6-0,75/0,12 kW STANDARD","4_8",4,8,"560-6","0,75/0,12 kW","STANDARD","/","/","/","/","/",1750,"4weeks",0.75,0.12,2100,""]
[null,"CHGT_F300","CHGT","F300","CHGT_F300/4_8-560-6-1,1/0,18 kW STANDARD","4_8",4,8,"560-6","1,1/0,18 kW","STANDARD","/","/","/","/","/",1439,"5weeks",1.1000000000000001,0.18,2047,""]
[null,"CHGT_F400","CHGT","F400","CHGT_F400/4_8-560-6-1,1/0,18 kW STANDARD","4_8",4,8,"560-6","1,1/0,18 kW","STANDARD","/","/","/","/","/",1833,"4weeks",1.1000000000000001,0.18,2101,""]
[null,"CHGT_F300","CHGT","F300","CHGT_F300/4_8-560-6-1,5/0,25 kW STANDARD","4_8",4,8,"560-6","1,5/0,25 kW","STANDARD","/","/","/","/","/",1482,"5weeks",1.5,0.25,2048,""]
[null,"CHGT_F400","CHGT","F400","CHGT_F400/4_8-560-6-1,5/0,25 kW STANDARD","4_8",4,8,"560-6","1,5/0,25 kW","STANDARD","/","/","/","/","/",1904,"3weeks",1.5,0.25,2102,""]
[null,"CHGT_F300","CHGT","F300","CHGT_F300/4_8-560-6-2,2/0,37 kW STANDARD","4_8",4,8,"560-6","2,2/0,37 kW","STANDARD","/","/","/","/","/",1614,"3weeks",2.2000000000000002,0.37,2049,""]
[null,"CHGT_F400","CHGT","F400","CHGT_F400/4_8-560-6-2,2/0,37 kW STANDARD","4_8",4,8,"560-6","2,2/0,37 kW","STANDARD","/","/","/","/","/",2129,"3weeks",2.2000000000000002,0.37,2103,""]
[null,"CHGT_F300","CHGT","F300","CHGT_F300/4_8-630-6-0,55/0,09 kW STANDARD","4_8",4,8,"630-6","0,55/0,09 kW","STANDARD","/","/","/","/","/",1404,"5weeks",0.55000000000000004,0.09,2045,""]
[null,"CHGT_F400","CHGT","F400","CHGT_F400/4_8-630-6-0,55/0,09 kW STANDARD","4_8",4,8,"630-6","0,55/0,09 kW","STANDARD","/","/","/","/","/",1747,"4weeks",0.55000000000000004,0.09,2099,""]
[null,"CHGT_F300","CHGT","F300","CHGT_F300/4_8-630-6-0,75/0,12 kW STANDARD","4_8",4,8,"630-6","0,75/0,12 kW","STANDARD","/","/","/","/","/",1449,"5weeks",0.75,0.12,2046,""]
[null,"CHGT_F400","CHGT","F400","CHGT_F400/4_8-630-6-0,75/0,12 kW STANDARD","4_8",4,8,"630-6","0,75/0,12 kW","STANDARD","/","/","/","/","/",1830,"4weeks",0.75,0.12,2100,""]
[null,"CHGT_F300","CHGT","F300","CHGT_F300/4_8-630-6-1,1/0,18 kW STANDARD","4_8",4,8,"630-6","1,1/0,18 kW","STANDARD","/","/","/","/","/",1520,"5weeks",1.1000000000000001,0.18,2047,""]
[null,"CHGT_F400","CHGT","F400","CHGT_F400/4_8-630-6-1,1/0,18 kW STANDARD","4_8",4,8,"630-6","1,1/0,18 kW","STANDARD","/","/","/","/","/",1913,"4weeks",1.1000000000000001,0.18,2101,""]
[null,"CHGT_F300","CHGT","F300","CHGT_F300/4_8-630-6-1,5/0,25 kW STANDARD","4_8",4,8,"630-6","1,5/0,25 kW","STANDARD","/","/","/","/","/",1562,"5weeks",1.5,0.25,2048,""]
[null,"CHGT_F400","CHGT","F400","CHGT_F400/4_8-630-6-1,5/0,25 kW STANDARD","4_8",4,8,"630-6","1,5/0,25 kW","STANDARD","/","/","/","/","/",1984,"3weeks",1.5,0.25,2102,""]
[null,"CHGT_F300","CHGT","F300","CHGT_F300/4_8-630-6-2,2/0,37 kW STANDARD","4_8",4,8,"630-6","2,2/0,37 kW","STANDARD","/","/","/","/","/",1694,"3weeks",2.2000000000000002,0.37,2049,""]
[null,"CHGT_F400","CHGT","F400","CHGT_F400/4_8-630-6-2,2/0,37 kW STANDARD","4_8",4,8,"630-6","2,2/0,37 kW","STANDARD","/","/","/","/","/",2209,"3weeks",2.2000000000000002,0.37,2103,""]
[null,"CHGT_F300","CHGT","F300","CHGT_F300/4_8-630-6-3/0,55 kW STANDARD","4_8",4,8,"630-6","3/0,55 kW","STANDARD","/","/","/","/","/",1796,"3weeks",3,0.55000000000000004,2050,""]
[null,"CHGT_F400","CHGT","F400","CHGT_F400/4_8-630-6-3/0,55 kW STANDARD","4_8",4,8,"630-6","3/0,55 kW","STANDARD","/","/","/","/","/",2387,"3weeks",3,0.55000000000000004,2104,""]
[null,"CHGT_F300","CHGT","F300","CHGT_F300/4_8-710-3-0,55/0,09 kW STANDARD","4_8",4,8,"710-3","0,55/0,09 kW","STANDARD","/","/","/","/","/",1428,"5weeks",0.55000000000000004,0.09,2045,""]
[null,"CHGT_F300","CHGT","F300","CHGT_F300/4_8-710-3-0,75/0,12 kW STANDARD","4_8",4,8,"710-3","0,75/0,12 kW","STANDARD","/","/","/","/","/",1473,"5weeks",0.75,0.12,2046,""]
[null,"CHGT_F300","CHGT","F300","CHGT_F300/4_8-710-3-1,1/0,18 kW STANDARD","4_8",4,8,"710-3","1,1/0,18 kW","STANDARD","/","/","/","/","/",1543,"5weeks",1.1000000000000001,0.18,2047,""]
[null,"CHGT_F300","CHGT","F300","CHGT_F300/4_8-710-3-1,5/0,25 kW STANDARD","4_8",4,8,"710-3","1,5/0,25 kW","STANDARD","/","/","/","/","/",1586,"5weeks",1.5,0.25,2048,""]
[null,"CHGT_F300","CHGT","F300","CHGT_F300/4_8-710-3-2,2/0,37 kW STANDARD","4_8",4,8,"710-3","2,2/0,37 kW","STANDARD","/","/","/","/","/",1718,"3weeks",2.2000000000000002,0.37,2049,""]
[null,"CHGT_F300","CHGT","F300","CHGT_F300/4_8-710-3-3/0,55 kW STANDARD","4_8",4,8,"710-3","3/0,55 kW","STANDARD","/","/","/","/","/",1820,"3weeks",3,0.55000000000000004,2050,""]
[null,"CHGT_F400","CHGT","F400","CHGT_F400/4_8-710-5-0,75/0,12 kW STANDARD","4_8",4,8,"710-5","0,75/0,12 kW","STANDARD","/","/","/","/","/",1946,"4weeks",0.75,0.12,2100,""]
[null,"CHGT_F400","CHGT","F400","CHGT_F400/4_8-710-5-1,1/0,18 kW STANDARD","4_8",4,8,"710-5","1,1/0,18 kW","STANDARD","/","/","/","/","/",2029,"4weeks",1.1000000000000001,0.18,2101,""]
[null,"CHGT_F400","CHGT","F400","CHGT_F400/4_8-710-5-1,5/0,25 kW STANDARD","4_8",4,8,"710-5","1,5/0,25 kW","STANDARD","/","/","/","/","/",2099,"3weeks",1.5,0.25,2102,""]
[null,"CHGT_F400","CHGT","F400","CHGT_F400/4_8-710-5-2,2/0,37 kW STANDARD","4_8",4,8,"710-5","2,2/0,37 kW","STANDARD","/","/","/","/","/",2325,"3weeks",2.2000000000000002,0.37,2103,""]
[null,"CHGT_F400","CHGT","F400","CHGT_F400/4_8-710-5-3/0,55 kW STANDARD","4_8",4,8,"710-5","3/0,55 kW","STANDARD","/","/","/","/","/",2503,"3weeks",3,0.55000000000000004,2104,""]
[null,"CHGT_F400","CHGT","F400","CHGT_F400/4_8-710-5-4/0,75 kW STANDARD","4_8",4,8,"710-5","4/0,75 kW","STANDARD","/","/","/","/","/",2728,"3weeks",4,0.75,2105,""]
[null,"CHGT_F400","CHGT","F400","CHGT_F400/4_8-710-5-5,5/1,1 kW STANDARD","4_8",4,8,"710-5","5,5/1,1 kW","STANDARD","/","/","/","/","/",3060,"3weeks",5.5,1.1000000000000001,2106,""]
[null,"CHGT_F300","CHGT","F300","CHGT_F300/4_8-710-6-1,1/0,18 kW STANDARD","4_8",4,8,"710-6","1,1/0,18 kW","STANDARD","/","/","/","/","/",1647,"5weeks",1.1000000000000001,0.18,2047,""]
[null,"CHGT_F300","CHGT","F300","CHGT_F300/4_8-710-6-1,5/0,25 kW STANDARD","4_8",4,8,"710-6","1,5/0,25 kW","STANDARD","/","/","/","/","/",1690,"5weeks",1.5,0.25,2048,""]
[null,"CHGT_F300","CHGT","F300","CHGT_F300/4_8-710-6-2,2/0,37 kW STANDARD","4_8",4,8,"710-6","2,2/0,37 kW","STANDARD","/","/","/","/","/",1822,"3weeks",2.2000000000000002,0.37,2049,""]
[null,"CHGT_F300","CHGT","F300","CHGT_F300/4_8-710-6-3/0,55 kW STANDARD","4_8",4,8,"710-6","3/0,55 kW","STANDARD","/","/","/","/","/",1924,"3weeks",3,0.55000000000000004,2050,""]
[null,"CHGT_F300","CHGT","F300","CHGT_F300/4_8-710-6-4/0,75 kW STANDARD","4_8",4,8,"710-6","4/0,75 kW","STANDARD","/","/","/","/","/",2209,"3weeks",4,0.75,2051,""]
[null,"CHGT_F400","CHGT","F400","CHGT_F400/4_8-710-7-1,1/0,18 kW STANDARD","4_8",4,8,"710-7","1,1/0,18 kW","STANDARD","/","/","/","/","/",2109,"4weeks",1.1000000000000001,0.18,2101,""]
[null,"CHGT_F400","CHGT","F400","CHGT_F400/4_8-710-7-1,5/0,25 kW STANDARD","4_8",4,8,"710-7","1,5/0,25 kW","STANDARD","/","/","/","/","/",2179,"3weeks",1.5,0.25,2102,""]
[null,"CHGT_F400","CHGT","F400","CHGT_F400/4_8-710-7-2,2/0,37 kW STANDARD","4_8",4,8,"710-7","2,2/0,37 kW","STANDARD","/","/","/","/","/",2405,"3weeks",2.2000000000000002,0.37,2103,""]
[null,"CHGT_F400","CHGT","F400","CHGT_F400/4_8-710-7-3/0,55 kW STANDARD","4_8",4,8,"710-7","3/0,55 kW","STANDARD","/","/","/","/","/",2582,"3weeks",3,0.55000000000000004,2104,""]
[null,"CHGT_F400","CHGT","F400","CHGT_F400/4_8-710-7-4/0,75 kW STANDARD","4_8",4,8,"710-7","4/0,75 kW","STANDARD","/","/","/","/","/",2808,"3weeks",4,0.75,2105,""]
[null,"CHGT_F400","CHGT","F400","CHGT_F400/4_8-710-7-5,5/1,1 kW STANDARD","4_8",4,8,"710-7","5,5/1,1 kW","STANDARD","/","/","/","/","/",3140,"3weeks",5.5,1.1000000000000001,2106,""]
[null,"CHGT_F300","CHGT","F300","CHGT_F300/4_8-800-3-1,1/0,18 kW STANDARD","4_8",4,8,"800-3","1,1/0,18 kW","STANDARD","/","/","/","/","/",1795,"5weeks",1.1000000000000001,0.18,2047,""]
[null,"CHGT_F400","CHGT","F400","CHGT_F400/4_8-800-3-1,1/0,18 kW STANDARD","4_8",4,8,"800-3","1,1/0,18 kW","STANDARD","/","/","/","/","/",2189,"4weeks",1.1000000000000001,0.18,2101,""]
[null,"CHGT_F300","CHGT","F300","CHGT_F300/4_8-800-3-1,5/0,25 kW STANDARD","4_8",4,8,"800-3","1,5/0,25 kW","STANDARD","/","/","/","/","/",1838,"5weeks",1.5,0.25,2048,""]
[null,"CHGT_F400","CHGT","F400","CHGT_F400/4_8-800-3-1,5/0,25 kW STANDARD","4_8",4,8,"800-3","1,5/0,25 kW","STANDARD","/","/","/","/","/",2260,"3weeks",1.5,0.25,2102,""]
[null,"CHGT_F300","CHGT","F300","CHGT_F300/4_8-800-3-2,2/0,37 kW STANDARD","4_8",4,8,"800-3","2,2/0,37 kW","STANDARD","/","/","/","/","/",1970,"3weeks",2.2000000000000002,0.37,2049,""]
[null,"CHGT_F400","CHGT","F400","CHGT_F400/4_8-800-3-2,2/0,37 kW STANDARD","4_8",4,8,"800-3","2,2/0,37 kW","STANDARD","/","/","/","/","/",2485,"3weeks",2.2000000000000002,0.37,2103,""]
[null,"CHGT_F300","CHGT","F300","CHGT_F300/4_8-800-3-3/0,55 kW STANDARD","4_8",4,8,"800-3","3/0,55 kW","STANDARD","/","/","/","/","/",2072,"3weeks",3,0.55000000000000004,2050,""]
[null,"CHGT_F400","CHGT","F400","CHGT_F400/4_8-800-3-3/0,55 kW STANDARD","4_8",4,8,"800-3","3/0,55 kW","STANDARD","/","/","/","/","/",2663,"3weeks",3,0.55000000000000004,2104,""]
[null,"CHGT_F300","CHGT","F300","CHGT_F300/4_8-800-3-4/0,75 kW STANDARD","4_8",4,8,"800-3","4/0,75 kW","STANDARD","/","/","/","/","/",2357,"3weeks",4,0.75,2051,""]
[null,"CHGT_F400","CHGT","F400","CHGT_F400/4_8-800-3-4/0,75 kW STANDARD","4_8",4,8,"800-3","4/0,75 kW","STANDARD","/","/","/","/","/",2888,"3weeks",4,0.75,2105,""]
[null,"CHGT_F300","CHGT","F300","CHGT_F300/4_8-800-3-5,5/1,1 kW STANDARD","4_8",4,8,"800-3","5,5/1,1 kW","STANDARD","/","/","/","/","/",2618,"3weeks",5.5,1.1000000000000001,2052,""]
[null,"CHGT_F400","CHGT","F400","CHGT_F400/4_8-800-3-5,5/1,1 kW STANDARD","4_8",4,8,"800-3","5,5/1,1 kW","STANDARD","/","/","/","/","/",3220,"3weeks",5.5,1.1000000000000001,2106,""]
[null,"CHGT_F300","CHGT","F300","CHGT_F300/4_8-800-6-1,5/0,25 kW STANDARD","4_8",4,8,"800-6","1,5/0,25 kW","STANDARD","/","/","/","/","/",1942,"5weeks",1.5,0.25,2048,""]
[null,"CHGT_F400","CHGT","F400","CHGT_F400/4_8-800-6-1,5/0,25 kW STANDARD","4_8",4,8,"800-6","1,5/0,25 kW","STANDARD","/","/","/","/","/",2364,"3weeks",1.5,0.25,2102,""]
[null,"CHGT_F300","CHGT","F300","CHGT_F300/4_8-800-6-2,2/0,37 kW STANDARD","4_8",4,8,"800-6","2,2/0,37 kW","STANDARD","/","/","/","/","/",2074,"3weeks",2.2000000000000002,0.37,2049,""]
[null,"CHGT_F400","CHGT","F400","CHGT_F400/4_8-800-6-2,2/0,37 kW STANDARD","4_8",4,8,"800-6","2,2/0,37 kW","STANDARD","/","/","/","/","/",2589,"3weeks",2.2000000000000002,0.37,2103,""]
[null,"CHGT_F300","CHGT","F300","CHGT_F300/4_8-800-6-3/0,55 kW STANDARD","4_8",4,8,"800-6","3/0,55 kW","STANDARD","/","/","/","/","/",2176,"3weeks",3,0.55000000000000004,2050,""]
[null,"CHGT_F400","CHGT","F400","CHGT_F400/4_8-800-6-3/0,55 kW STANDARD","4_8",4,8,"800-6","3/0,55 kW","STANDARD","/","/","/","/","/",2767,"3weeks",3,0.55000000000000004,2104,""]
[null,"CHGT_F300","CHGT","F300","CHGT_F300/4_8-800-6-4/0,75 kW STANDARD","4_8",4,8,"800-6","4/0,75 kW","STANDARD","/","/","/","/","/",2461,"3weeks",4,0.75,2051,""]
[null,"CHGT_F400","CHGT","F400","CHGT_F400/4_8-800-6-4/0,75 kW STANDARD","4_8",4,8,"800-6","4/0,75 kW","STANDARD","/","/","/","/","/",2992,"3weeks",4,0.75,2105,""]
[null,"CHGT_F300","CHGT","F300","CHGT_F300/4_8-800-6-5,5/1,1 kW STANDARD","4_8",4,8,"800-6","5,5/1,1 kW","STANDARD","/","/","/","/","/",2721,"3weeks",5.5,1.1000000000000001,2052,""]
[null,"CHGT_F400","CHGT","F400","CHGT_F400/4_8-800-6-5,5/1,1 kW STANDARD","4_8",4,8,"800-6","5,5/1,1 kW","STANDARD","/","/","/","/","/",3324,"3weeks",5.5,1.1000000000000001,2106,""]
[null,"CHGT_F300","CHGT","F300","CHGT_F300/4_8-800-6-7,5/1,5 kW STANDARD","4_8",4,8,"800-6","7,5/1,5 kW","STANDARD","/","/","/","/","/",3050,"3weeks",7.5,1.5,2053,""]
[null,"CHGT_F400","CHGT","F400","CHGT_F400/4_8-800-6-7,5/1,5 kW STANDARD","4_8",4,8,"800-6","7,5/1,5 kW","STANDARD","/","/","/","/","/",3792,"3weeks",7.5,1.5,2107,""]
[null,"CHGT_F300","CHGT","F300","CHGT_F300/4_8-800-9-2,2/0,37 kW STANDARD","4_8",4,8,"800-9","2,2/0,37 kW","STANDARD","/","/","/","/","/",2198,"3weeks",2.2000000000000002,0.37,2049,""]
[null,"CHGT_F400","CHGT","F400","CHGT_F400/4_8-800-9-2,2/0,37 kW STANDARD","4_8",4,8,"800-9","2,2/0,37 kW","STANDARD","/","/","/","/","/",2713,"3weeks",2.2000000000000002,0.37,2103,""]
[null,"CHGT_F300","CHGT","F300","CHGT_F300/4_8-800-9-3/0,55 kW STANDARD","4_8",4,8,"800-9","3/0,55 kW","STANDARD","/","/","/","/","/",2300,"3weeks",3,0.55000000000000004,2050,""]
[null,"CHGT_F400","CHGT","F400","CHGT_F400/4_8-800-9-3/0,55 kW STANDARD","4_8",4,8,"800-9","3/0,55 kW","STANDARD","/","/","/","/","/",2891,"3weeks",3,0.55000000000000004,2104,""]
[null,"CHGT_F300","CHGT","F300","CHGT_F300/4_8-800-9-4/0,75 kW STANDARD","4_8",4,8,"800-9","4/0,75 kW","STANDARD","/","/","/","/","/",2585,"3weeks",4,0.75,2051,""]
[null,"CHGT_F400","CHGT","F400","CHGT_F400/4_8-800-9-4/0,75 kW STANDARD","4_8",4,8,"800-9","4/0,75 kW","STANDARD","/","/","/","/","/",3116,"3weeks",4,0.75,2105,""]
[null,"CHGT_F300","CHGT","F300","CHGT_F300/4_8-800-9-5,5/1,1 kW STANDARD","4_8",4,8,"800-9","5,5/1,1 kW","STANDARD","/","/","/","/","/",2845,"3weeks",5.5,1.1000000000000001,2052,""]
[null,"CHGT_F400","CHGT","F400","CHGT_F400/4_8-800-9-5,5/1,1 kW STANDARD","4_8",4,8,"800-9","5,5/1,1 kW","STANDARD","/","/","/","/","/",3448,"3weeks",5.5,1.1000000000000001,2106,""]
[null,"CHGT_F300","CHGT","F300","CHGT_F300/4_8-800-9-7,5/1,5 kW STANDARD","4_8",4,8,"800-9","7,5/1,5 kW","STANDARD","/","/","/","/","/",3174,"3weeks",7.5,1.5,2053,""]
[null,"CHGT_F400","CHGT","F400","CHGT_F400/4_8-800-9-7,5/1,5 kW STANDARD","4_8",4,8,"800-9","7,5/1,5 kW","STANDARD","/","/","/","/","/",3916,"3weeks",7.5,1.5,2107,""]
[null,"CHGT_F300","CHGT","F300","CHGT_F300/4_8-900-3-2,2/0,37 kW STANDARD","4_8",4,8,"900-3","2,2/0,37 kW","STANDARD","/","/","/","/","/",2522,"3weeks",2.2000000000000002,0.37,2049,""]
[null,"CHGT_F400","CHGT","F400","CHGT_F400/4_8-900-3-2,2/0,37 kW STANDARD","4_8",4,8,"900-3","2,2/0,37 kW","STANDARD","/","/","/","/","/",3036,"3weeks",2.2000000000000002,0.37,2103,""]
[null,"CHGT_F300","CHGT","F300","CHGT_F300/4_8-900-3-3/0,55 kW STANDARD","4_8",4,8,"900-3","3/0,55 kW","STANDARD","/","/","/","/","/",2623,"3weeks",3,0.55000000000000004,2050,""]
[null,"CHGT_F400","CHGT","F400","CHGT_F400/4_8-900-3-3/0,55 kW STANDARD","4_8",4,8,"900-3","3/0,55 kW","STANDARD","/","/","/","/","/",3215,"3weeks",3,0.55000000000000004,2104,""]
[null,"CHGT_F300","CHGT","F300","CHGT_F300/4_8-900-3-4/0,75 kW STANDARD","4_8",4,8,"900-3","4/0,75 kW","STANDARD","/","/","/","/","/",2908,"3weeks",4,0.75,2051,""]
[null,"CHGT_F400","CHGT","F400","CHGT_F400/4_8-900-3-4/0,75 kW STANDARD","4_8",4,8,"900-3","4/0,75 kW","STANDARD","/","/","/","/","/",3439,"3weeks",4,0.75,2105,""]
[null,"CHGT_F300","CHGT","F300","CHGT_F300/4_8-900-3-5,5/1,1 kW STANDARD","4_8",4,8,"900-3","5,5/1,1 kW","STANDARD","/","/","/","/","/",3169,"3weeks",5.5,1.1000000000000001,2052,""]
[null,"CHGT_F400","CHGT","F400","CHGT_F400/4_8-900-3-5,5/1,1 kW STANDARD","4_8",4,8,"900-3","5,5/1,1 kW","STANDARD","/","/","/","/","/",3771,"3weeks",5.5,1.1000000000000001,2106,""]
[null,"CHGT_F300","CHGT","F300","CHGT_F300/4_8-900-3-7,5/1,5 kW STANDARD","4_8",4,8,"900-3","7,5/1,5 kW","STANDARD","/","/","/","/","/",3497,"3weeks",7.5,1.5,2053,""]
[null,"CHGT_F400","CHGT","F400","CHGT_F400/4_8-900-3-7,5/1,5 kW STANDARD","4_8",4,8,"900-3","7,5/1,5 kW","STANDARD","/","/","/","/","/",4240,"3weeks",7.5,1.5,2107,""]
[null,"CHGT_F300","CHGT","F300","CHGT_F300/4_8-900-6-11/3 kW STANDARD","4_8",4,8,"900-6","11/3 kW","STANDARD","/","/","/","/","/",4152,"5weeks",11,3,2054,""]
[null,"CHGT_F400","CHGT","F400","CHGT_F400/4_8-900-6-11/3 kW STANDARD","4_8",4,8,"900-6","11/3 kW","STANDARD","/","/","/","/","/",5085,"3weeks",11,3,2108,""]
[null,"CHGT_F300","CHGT","F300","CHGT_F300/4_8-900-6-2,2/0,37 kW STANDARD","4_8",4,8,"900-6","2,2/0,37 kW","STANDARD","/","/","/","/","/",2625,"3weeks",2.2000000000000002,0.37,2049,""]
[null,"CHGT_F400","CHGT","F400","CHGT_F400/4_8-900-6-2,2/0,37 kW STANDARD","4_8",4,8,"900-6","2,2/0,37 kW","STANDARD","/","/","/","/","/",3140,"3weeks",2.2000000000000002,0.37,2103,""]
[null,"CHGT_F300","CHGT","F300","CHGT_F300/4_8-900-6-3/0,55 kW STANDARD","4_8",4,8,"900-6","3/0,55 kW","STANDARD","/","/","/","/","/",2727,"3weeks",3,0.55000000000000004,2050,""]
[null,"CHGT_F400","CHGT","F400","CHGT_F400/4_8-900-6-3/0,55 kW STANDARD","4_8",4,8,"900-6","3/0,55 kW","STANDARD","/","/","/","/","/",3318,"3weeks",3,0.55000000000000004,2104,""]
[null,"CHGT_F300","CHGT","F300","CHGT_F300/4_8-900-6-4/0,75 kW STANDARD","4_8",4,8,"900-6","4/0,75 kW","STANDARD","/","/","/","/","/",3012,"3weeks",4,0.75,2051,""]
[null,"CHGT_F400","CHGT","F400","CHGT_F400/4_8-900-6-4/0,75 kW STANDARD","4_8",4,8,"900-6","4/0,75 kW","STANDARD","/","/","/","/","/",3543,"3weeks",4,0.75,2105,""]
[null,"CHGT_F300","CHGT","F300","CHGT_F300/4_8-900-6-5,5/1,1 kW STANDARD","4_8",4,8,"900-6","5,5/1,1 kW","STANDARD","/","/","/","/","/",3272,"3weeks",5.5,1.1000000000000001,2052,""]
[null,"CHGT_F400","CHGT","F400","CHGT_F400/4_8-900-6-5,5/1,1 kW STANDARD","4_8",4,8,"900-6","5,5/1,1 kW","STANDARD","/","/","/","/","/",3875,"3weeks",5.5,1.1000000000000001,2106,""]
[null,"CHGT_F300","CHGT","F300","CHGT_F300/4_8-900-6-7,5/1,5 kW STANDARD","4_8",4,8,"900-6","7,5/1,5 kW","STANDARD","/","/","/","/","/",3601,"3weeks",7.5,1.5,2053,""]
[null,"CHGT_F400","CHGT","F400","CHGT_F400/4_8-900-6-7,5/1,5 kW STANDARD","4_8",4,8,"900-6","7,5/1,5 kW","STANDARD","/","/","/","/","/",4343,"3weeks",7.5,1.5,2107,""]
[null,"CHGT_F300","CHGT","F300","CHGT_F300/4_8-900-9-11/3 kW STANDARD","4_8",4,8,"900-9","11/3 kW","STANDARD","/","/","/","/","/",4272,"5weeks",11,3,2054,""]
[null,"CHGT_F400","CHGT","F400","CHGT_F400/4_8-900-9-11/3 kW STANDARD","4_8",4,8,"900-9","11/3 kW","STANDARD","/","/","/","/","/",5205,"3weeks",11,3,2108,""]
[null,"CHGT_F300","CHGT","F300","CHGT_F300/4_8-900-9-14/3,5 kW STANDARD","4_8",4,8,"900-9","14/3,5 kW","STANDARD","/","/","/","/","/",4832,"5weeks",14,3.5,4159,""]
[null,"CHGT_F400","CHGT","F400","CHGT_F400/4_8-900-9-14/3,5 kW STANDARD","4_8",4,8,"900-9","14/3,5 kW","STANDARD","/","/","/","/","/",5946,"3weeks",14,3.5,509,""]
[null,"CHGT_F300","CHGT","F300","CHGT_F300/4_8-900-9-4/0,75 kW STANDARD","4_8",4,8,"900-9","4/0,75 kW","STANDARD","/","/","/","/","/",3132,"3weeks",4,0.75,2051,""]
[null,"CHGT_F400","CHGT","F400","CHGT_F400/4_8-900-9-4/0,75 kW STANDARD","4_8",4,8,"900-9","4/0,75 kW","STANDARD","/","/","/","/","/",3663,"3weeks",4,0.75,2105,""]
[null,"CHGT_F300","CHGT","F300","CHGT_F300/4_8-900-9-5,5/1,1 kW STANDARD","4_8",4,8,"900-9","5,5/1,1 kW","STANDARD","/","/","/","/","/",3393,"3weeks",5.5,1.1000000000000001,2052,""]
[null,"CHGT_F400","CHGT","F400","CHGT_F400/4_8-900-9-5,5/1,1 kW STANDARD","4_8",4,8,"900-9","5,5/1,1 kW","STANDARD","/","/","/","/","/",3996,"3weeks",5.5,1.1000000000000001,2106,""]
[null,"CHGT_F300","CHGT","F300","CHGT_F300/4_8-900-9-7,5/1,5 kW STANDARD","4_8",4,8,"900-9","7,5/1,5 kW","STANDARD","/","/","/","/","/",3721,"3weeks",7.5,1.5,2053,""]
[null,"CHGT_F400","CHGT","F400","CHGT_F400/4_8-900-9-7,5/1,5 kW STANDARD","4_8",4,8,"900-9","7,5/1,5 kW","STANDARD","/","/","/","/","/",4464,"3weeks",7.5,1.5,2107,""]
[null,"CHGT_F300","CHGT","F300","CHGT_F300/4-1000-3-11 kW IE3",4,4,0,"1000-3","11 kW","IE3","/","/","/","/","/",4552,"4weeks",11,0,5857,""]
[null,"CHGT_F300","CHGT","F300","CHGT_F300/4-1000-3-11 kW STANDARD",4,4,0,"1000-3","11 kW","STANDARD","/","/","/","/","/",4328,"3weeks",11,0,1866,""]
[null,"CHGT_F400","CHGT","F400","CHGT_F400/4-1000-3-11 kW STANDARD",4,4,0,"1000-3","11 kW","STANDARD","/","/","/","/","/",4743,"3weeks",11,0,1908,""]
[null,"CHGT_F400","CHGT","F400","CHGT_F400/4-1000-3-11 kW IE3",4,4,0,"1000-3","11 kW","IE3","/","/","/","/","/",4983,"4weeks",11,0,6300,""]
[null,"CHGT_F300","CHGT","F300","CHGT_F300/4-1000-3-3 kW IE3",4,4,0,"1000-3","3 kW","IE3","/","/","/","/","/",2943,"to be confirmed",3,0,5898,""]
[null,"CHGT_F300","CHGT","F300","CHGT_F300/4-1000-3-3 kW STANDARD",4,4,0,"1000-3","3 kW","STANDARD","/","/","/","/","/",2858,"3weeks",3,0,1861,""]
[null,"CHGT_F400","CHGT","F400","CHGT_F400/4-1000-3-3 kW STANDARD",4,4,0,"1000-3","3 kW","STANDARD","/","/","/","/","/",3398,"3weeks",3,0,1903,""]
[null,"CHGT_F400","CHGT","F400","CHGT_F400/4-1000-3-3 kW IE3",4,4,0,"1000-3","3 kW","IE3","/","/","/","/","/",3530,"to be confirmed",3,0,6090,""]
[null,"CHGT_F300","CHGT","F300","CHGT_F300/4-1000-3-4 kW IE3",4,4,0,"1000-3","4 kW","IE3","/","/","/","/","/",3105,"to be confirmed",4,0,5945,""]
[null,"CHGT_F300","CHGT","F300","CHGT_F300/4-1000-3-4 kW STANDARD",4,4,0,"1000-3","4 kW","STANDARD","/","/","/","/","/",3005,"3weeks",4,0,1862,""]
[null,"CHGT_F400","CHGT","F400","CHGT_F400/4-1000-3-4 kW IE3",4,4,0,"1000-3","4 kW","IE3","/","/","/","/","/",3552,"to be confirmed",4,0,6304,""]
[null,"CHGT_F400","CHGT","F400","CHGT_F400/4-1000-3-4 kW STANDARD",4,4,0,"1000-3","4 kW","STANDARD","/","/","/","/","/",3418,"3weeks",4,0,1904,""]
[null,"CHGT_F300","CHGT","F300","CHGT_F300/4-1000-3-5,5 kW STANDARD",4,4,0,"1000-3","5,5 kW","STANDARD","/","/","/","/","/",3252,"3weeks",5.5,0,1863,""]
[null,"CHGT_F300","CHGT","F300","CHGT_F300/4-1000-3-5,5 kW IE3",4,4,0,"1000-3","5,5 kW","IE3","/","/","/","/","/",3381,"to be confirmed",5.5,0,5987,""]
[null,"CHGT_F400","CHGT","F400","CHGT_F400/4-1000-3-5,5 kW STANDARD",4,4,0,"1000-3","5,5 kW","STANDARD","/","/","/","/","/",3675,"3weeks",5.5,0,1905,""]
[null,"CHGT_F400","CHGT","F400","CHGT_F400/4-1000-3-5,5 kW IE3",4,4,0,"1000-3","5,5 kW","IE3","/","/","/","/","/",3835,"to be confirmed",5.5,0,6028,""]
[null,"CHGT_F300","CHGT","F300","CHGT_F300/4-1000-3-7,5 kW IE3",4,4,0,"1000-3","7,5 kW","IE3","/","/","/","/","/",3625,"4weeks",7.5,0,6136,""]
[null,"CHGT_F300","CHGT","F300","CHGT_F300/4-1000-3-7,5 kW STANDARD",4,4,0,"1000-3","7,5 kW","STANDARD","/","/","/","/","/",3472,"3weeks",7.5,0,1864,""]
[null,"CHGT_F400","CHGT","F400","CHGT_F400/4-1000-3-7,5 kW STANDARD",4,4,0,"1000-3","7,5 kW","STANDARD","/","/","/","/","/",3976,"3weeks",7.5,0,1906,""]
[null,"CHGT_F400","CHGT","F400","CHGT_F400/4-1000-3-7,5 kW IE3",4,4,0,"1000-3","7,5 kW","IE3","/","/","/","/","/",4165,"4weeks",7.5,0,5800,""]
[null,"CHGT_F300","CHGT","F300","CHGT_F300/4-1000-6-11 kW IE3",4,4,0,"1000-6","11 kW","IE3","/","/","/","/","/",4660,"4weeks",11,0,5857,""]
[null,"CHGT_F300","CHGT","F300","CHGT_F300/4-1000-6-11 kW STANDARD",4,4,0,"1000-6","11 kW","STANDARD","/","/","/","/","/",4436,"3weeks",11,0,1866,""]
[null,"CHGT_F400","CHGT","F400","CHGT_F400/4-1000-6-11 kW IE3",4,4,0,"1000-6","11 kW","IE3","/","/","/","/","/",5091,"4weeks",11,0,6300,""]
[null,"CHGT_F400","CHGT","F400","CHGT_F400/4-1000-6-11 kW STANDARD",4,4,0,"1000-6","11 kW","STANDARD","/","/","/","/","/",4851,"3weeks",11,0,1908,""]
[null,"CHGT_F300","CHGT","F300","CHGT_F300/4-1000-6-15 kW IE3",4,4,0,"1000-6","15 kW","IE3","/","/","/","/","/",4874,"4weeks",15,0,6239,""]
[null,"CHGT_F300","CHGT","F300","CHGT_F300/4-1000-6-15 kW STANDARD",4,4,0,"1000-6","15 kW","STANDARD","/","/","/","/","/",4629,"3weeks",15,0,1867,""]
[null,"CHGT_F400","CHGT","F400","CHGT_F400/4-1000-6-15 kW IE3",4,4,0,"1000-6","15 kW","IE3","/","/","/","/","/",5409,"4weeks",15,0,6140,""]
[null,"CHGT_F400","CHGT","F400","CHGT_F400/4-1000-6-15 kW STANDARD",4,4,0,"1000-6","15 kW","STANDARD","/","/","/","/","/",5143,"3weeks",15,0,1909,""]
[null,"CHGT_F300","CHGT","F300","CHGT_F300/4-1000-6-18,5 kW STANDARD",4,4,0,"1000-6","18,5 kW","STANDARD","/","/","/","/","/",5854,"3weeks",18.5,0,1868,""]
[null,"CHGT_F300","CHGT","F300","CHGT_F300/4-1000-6-18,5 kW IE3",4,4,0,"1000-6","18,5 kW","IE3","/","/","/","/","/",6221,"4weeks",18.5,0,5844,""]
[null,"CHGT_F400","CHGT","F400","CHGT_F400/4-1000-6-18,5 kW IE3",4,4,0,"1000-6","18,5 kW","IE3","/","/","/","/","/",7457,"4weeks",18.5,0,6308,""]
[null,"CHGT_F400","CHGT","F400","CHGT_F400/4-1000-6-18,5 kW STANDARD",4,4,0,"1000-6","18,5 kW","STANDARD","/","/","/","/","/",7022,"3weeks",18.5,0,1910,""]
[null,"CHGT_F300","CHGT","F300","CHGT_F300/4-1000-6-4 kW STANDARD",4,4,0,"1000-6","4 kW","STANDARD","/","/","/","/","/",3112,"3weeks",4,0,1862,""]
[null,"CHGT_F300","CHGT","F300","CHGT_F300/4-1000-6-4 kW IE3",4,4,0,"1000-6","4 kW","IE3","/","/","/","/","/",3213,"to be confirmed",4,0,5945,""]
[null,"CHGT_F400","CHGT","F400","CHGT_F400/4-1000-6-4 kW IE3",4,4,0,"1000-6","4 kW","IE3","/","/","/","/","/",3659,"to be confirmed",4,0,6304,""]
[null,"CHGT_F400","CHGT","F400","CHGT_F400/4-1000-6-4 kW STANDARD",4,4,0,"1000-6","4 kW","STANDARD","/","/","/","/","/",3525,"3weeks",4,0,1904,""]
[null,"CHGT_F300","CHGT","F300","CHGT_F300/4-1000-6-5,5 kW STANDARD",4,4,0,"1000-6","5,5 kW","STANDARD","/","/","/","/","/",3360,"3weeks",5.5,0,1863,""]
[null,"CHGT_F300","CHGT","F300","CHGT_F300/4-1000-6-5,5 kW IE3",4,4,0,"1000-6","5,5 kW","IE3","/","/","/","/","/",3490,"to be confirmed",5.5,0,5987,""]
[null,"CHGT_F400","CHGT","F400","CHGT_F400/4-1000-6-5,5 kW IE3",4,4,0,"1000-6","5,5 kW","IE3","/","/","/","/","/",3943,"to be confirmed",5.5,0,6028,""]
[null,"CHGT_F400","CHGT","F400","CHGT_F400/4-1000-6-5,5 kW STANDARD",4,4,0,"1000-6","5,5 kW","STANDARD","/","/","/","/","/",3784,"3weeks",5.5,0,1905,""]
[null,"CHGT_F300","CHGT","F300","CHGT_F300/4-1000-6-7,5 kW STANDARD",4,4,0,"1000-6","7,5 kW","STANDARD","/","/","/","/","/",3580,"3weeks",7.5,0,1864,""]
[null,"CHGT_F300","CHGT","F300","CHGT_F300/4-1000-6-7,5 kW IE3",4,4,0,"1000-6","7,5 kW","IE3","/","/","/","/","/",3733,"4weeks",7.5,0,6136,""]
[null,"CHGT_F400","CHGT","F400","CHGT_F400/4-1000-6-7,5 kW IE3",4,4,0,"1000-6","7,5 kW","IE3","/","/","/","/","/",4273,"4weeks",7.5,0,5800,""]
[null,"CHGT_F400","CHGT","F400","CHGT_F400/4-1000-6-7,5 kW STANDARD",4,4,0,"1000-6","7,5 kW","STANDARD","/","/","/","/","/",4083,"3weeks",7.5,0,1906,""]
[null,"CHGT_F300","CHGT","F300","CHGT_F300/4-1000-9-11 kW STANDARD",4,4,0,"1000-9","11 kW","STANDARD","/","/","/","/","/",4535,"3weeks",11,0,1866,""]
[null,"CHGT_F300","CHGT","F300","CHGT_F300/4-1000-9-11 kW IE3",4,4,0,"1000-9","11 kW","IE3","/","/","/","/","/",4760,"4weeks",11,0,5857,""]
[null,"CHGT_F400","CHGT","F400","CHGT_F400/4-1000-9-11 kW IE3",4,4,0,"1000-9","11 kW","IE3","/","/","/","/","/",5191,"4weeks",11,0,6300,""]
[null,"CHGT_F400","CHGT","F400","CHGT_F400/4-1000-9-11 kW STANDARD",4,4,0,"1000-9","11 kW","STANDARD","/","/","/","/","/",4951,"3weeks",11,0,1908,""]
[null,"CHGT_F300","CHGT","F300","CHGT_F300/4-1000-9-15 kW IE3",4,4,0,"1000-9","15 kW","IE3","/","/","/","/","/",4973,"4weeks",15,0,6239,""]
[null,"CHGT_F300","CHGT","F300","CHGT_F300/4-1000-9-15 kW STANDARD",4,4,0,"1000-9","15 kW","STANDARD","/","/","/","/","/",4730,"3weeks",15,0,1867,""]
[null,"CHGT_F400","CHGT","F400","CHGT_F400/4-1000-9-15 kW STANDARD",4,4,0,"1000-9","15 kW","STANDARD","/","/","/","/","/",5243,"3weeks",15,0,1909,""]
[null,"CHGT_F400","CHGT","F400","CHGT_F400/4-1000-9-15 kW IE3",4,4,0,"1000-9","15 kW","IE3","/","/","/","/","/",5509,"4weeks",15,0,6140,""]
[null,"CHGT_F300","CHGT","F300","CHGT_F300/4-1000-9-18,5 kW STANDARD",4,4,0,"1000-9","18,5 kW","STANDARD","/","/","/","/","/",5954,"3weeks",18.5,0,1868,""]
[null,"CHGT_F300","CHGT","F300","CHGT_F300/4-1000-9-18,5 kW IE3",4,4,0,"1000-9","18,5 kW","IE3","/","/","/","/","/",6320,"4weeks",18.5,0,5844,""]
[null,"CHGT_F400","CHGT","F400","CHGT_F400/4-1000-9-18,5 kW STANDARD",4,4,0,"1000-9","18,5 kW","STANDARD","/","/","/","/","/",7122,"3weeks",18.5,0,1910,""]
[null,"CHGT_F400","CHGT","F400","CHGT_F400/4-1000-9-18,5 kW IE3",4,4,0,"1000-9","18,5 kW","IE3","/","/","/","/","/",7556,"4weeks",18.5,0,6308,""]
[null,"CHGT_F300","CHGT","F300","CHGT_F300/4-1000-9-22 kW IE3",4,4,0,"1000-9","22 kW","IE3","/","/","/","/","/",6687,"4weeks",22,0,6148,""]
[null,"CHGT_F300","CHGT","F300","CHGT_F300/4-1000-9-22 kW STANDARD",4,4,0,"1000-9","22 kW","STANDARD","/","/","/","/","/",6288,"3weeks",22,0,1869,""]
[null,"CHGT_F400","CHGT","F400","CHGT_F400/4-1000-9-22 kW IE3",4,4,0,"1000-9","22 kW","IE3","/","/","/","/","/",8031,"4weeks",22,0,5868,""]
[null,"CHGT_F400","CHGT","F400","CHGT_F400/4-1000-9-22 kW STANDARD",4,4,0,"1000-9","22 kW","STANDARD","/","/","/","/","/",7556,"3weeks",22,0,1911,""]
[null,"CHGT_F300","CHGT","F300","CHGT_F300/4-1000-9-7,5 kW STANDARD",4,4,0,"1000-9","7,5 kW","STANDARD","/","/","/","/","/",3680,"3weeks",7.5,0,1864,""]
[null,"CHGT_F300","CHGT","F300","CHGT_F300/4-1000-9-7,5 kW IE3",4,4,0,"1000-9","7,5 kW","IE3","/","/","/","/","/",3833,"4weeks",7.5,0,6136,""]
[null,"CHGT_F400","CHGT","F400","CHGT_F400/4-1000-9-7,5 kW IE3",4,4,0,"1000-9","7,5 kW","IE3","/","/","/","/","/",4373,"4weeks",7.5,0,5800,""]
[null,"CHGT_F400","CHGT","F400","CHGT_F400/4-1000-9-7,5 kW STANDARD",4,4,0,"1000-9","7,5 kW","STANDARD","/","/","/","/","/",4183,"3weeks",7.5,0,1906,""]
[null,"CHGT_F300","CHGT","F300","CHGT_F300/4-1250-3-11 kW IE3",4,4,0,"1250-3","11 kW","IE3","/","/","/","/","/",5599,"4weeks",11,0,5857,""]
[null,"CHGT_F300","CHGT","F300","CHGT_F300/4-1250-3-11 kW STANDARD",4,4,0,"1250-3","11 kW","STANDARD","/","/","/","/","/",5374,"3weeks",11,0,1866,""]
[null,"CHGT_F400","CHGT","F400","CHGT_F400/4-1250-3-11 kW STANDARD",4,4,0,"1250-3","11 kW","STANDARD","/","/","/","/","/",5790,"3weeks",11,0,1908,""]
[null,"CHGT_F400","CHGT","F400","CHGT_F400/4-1250-3-11 kW IE3",4,4,0,"1250-3","11 kW","IE3","/","/","/","/","/",6030,"4weeks",11,0,6300,""]
[null,"CHGT_F300","CHGT","F300","CHGT_F300/4-1250-3-15 kW STANDARD",4,4,0,"1250-3","15 kW","STANDARD","/","/","/","/","/",5569,"3weeks",15,0,1867,""]
[null,"CHGT_F300","CHGT","F300","CHGT_F300/4-1250-3-15 kW IE3",4,4,0,"1250-3","15 kW","IE3","/","/","/","/","/",5812,"4weeks",15,0,6239,""]
[null,"CHGT_F400","CHGT","F400","CHGT_F400/4-1250-3-15 kW STANDARD",4,4,0,"1250-3","15 kW","STANDARD","/","/","/","/","/",6082,"3weeks",15,0,1909,""]
[null,"CHGT_F400","CHGT","F400","CHGT_F400/4-1250-3-15 kW IE3",4,4,0,"1250-3","15 kW","IE3","/","/","/","/","/",6348,"4weeks",15,0,6140,""]
[null,"CHGT_F300","CHGT","F300","CHGT_F300/4-1250-3-18,5 kW STANDARD",4,4,0,"1250-3","18,5 kW","STANDARD","/","/","/","/","/",6793,"3weeks",18.5,0,1868,""]
[null,"CHGT_F300","CHGT","F300","CHGT_F300/4-1250-3-18,5 kW IE3",4,4,0,"1250-3","18,5 kW","IE3","/","/","/","/","/",7159,"4weeks",18.5,0,5844,""]
[null,"CHGT_F400","CHGT","F400","CHGT_F400/4-1250-3-18,5 kW STANDARD",4,4,0,"1250-3","18,5 kW","STANDARD","/","/","/","/","/",7961,"3weeks",18.5,0,1910,""]
[null,"CHGT_F400","CHGT","F400","CHGT_F400/4-1250-3-18,5 kW IE3",4,4,0,"1250-3","18,5 kW","IE3","/","/","/","/","/",8395,"4weeks",18.5,0,6308,""]
[null,"CHGT_F300","CHGT","F300","CHGT_F300/4-1250-3-22 kW IE3",4,4,0,"1250-3","22 kW","IE3","/","/","/","/","/",7526,"4weeks",22,0,6148,""]
[null,"CHGT_F300","CHGT","F300","CHGT_F300/4-1250-3-22 kW STANDARD",4,4,0,"1250-3","22 kW","STANDARD","/","/","/","/","/",7127,"3weeks",22,0,1869,""]
[null,"CHGT_F400","CHGT","F400","CHGT_F400/4-1250-3-22 kW IE3",4,4,0,"1250-3","22 kW","IE3","/","/","/","/","/",8870,"4weeks",22,0,5868,""]
[null,"CHGT_F400","CHGT","F400","CHGT_F400/4-1250-3-22 kW STANDARD",4,4,0,"1250-3","22 kW","STANDARD","/","/","/","/","/",8395,"3weeks",22,0,1911,""]
[null,"CHGT_F300","CHGT","F300","CHGT_F300/4-1250-3-30 kW STANDARD",4,4,0,"1250-3","30 kW","STANDARD","/","/","/","/","/",8188,"3weeks",30,0,1870,""]
[null,"CHGT_F300","CHGT","F300","CHGT_F300/4-1250-3-30 kW IE3",4,4,0,"1250-3","30 kW","IE3","/","/","/","/","/",8693,"4weeks",30,0,5887,""]
[null,"CHGT_F400","CHGT","F400","CHGT_F400/4-1250-3-30 kW STANDARD",4,4,0,"1250-3","30 kW","STANDARD","/","/","/","/","/",9435,"3weeks",30,0,1912,""]
[null,"CHGT_F400","CHGT","F400","CHGT_F400/4-1250-3-30 kW IE3",4,4,0,"1250-3","30 kW","IE3","/","/","/","/","/",10002,"4weeks",30,0,6266,""]
[null,"CHGT_F300","CHGT","F300","CHGT_F300/4-1250-3-7,5 kW IE3",4,4,0,"1250-3","7,5 kW","IE3","/","/","/","/","/",4672,"4weeks",7.5,0,6136,""]
[null,"CHGT_F300","CHGT","F300","CHGT_F300/4-1250-3-7,5 kW STANDARD",4,4,0,"1250-3","7,5 kW","STANDARD","/","/","/","/","/",4519,"3weeks",7.5,0,1864,""]
[null,"CHGT_F400","CHGT","F400","CHGT_F400/4-1250-3-7,5 kW STANDARD",4,4,0,"1250-3","7,5 kW","STANDARD","/","/","/","/","/",5022,"3weeks",7.5,0,1906,""]
[null,"CHGT_F400","CHGT","F400","CHGT_F400/4-1250-3-7,5 kW IE3",4,4,0,"1250-3","7,5 kW","IE3","/","/","/","/","/",5212,"4weeks",7.5,0,5800,""]
[null,"CHGT_F300","CHGT","F300","CHGT_F300/4-1250-6-15 kW STANDARD",4,4,0,"1250-6","15 kW","STANDARD","/","/","/","/","/",5680,"3weeks",15,0,1867,""]
[null,"CHGT_F300","CHGT","F300","CHGT_F300/4-1250-6-15 kW IE3",4,4,0,"1250-6","15 kW","IE3","/","/","/","/","/",5924,"4weeks",15,0,6239,""]
[null,"CHGT_F400","CHGT","F400","CHGT_F400/4-1250-6-15 kW STANDARD",4,4,0,"1250-6","15 kW","STANDARD","/","/","/","/","/",6193,"3weeks",15,0,1909,""]
[null,"CHGT_F400","CHGT","F400","CHGT_F400/4-1250-6-15 kW IE3",4,4,0,"1250-6","15 kW","IE3","/","/","/","/","/",6460,"4weeks",15,0,6140,""]
[null,"CHGT_F300","CHGT","F300","CHGT_F300/4-1250-6-18,5 kW STANDARD",4,4,0,"1250-6","18,5 kW","STANDARD","/","/","/","/","/",6905,"3weeks",18.5,0,1868,""]
[null,"CHGT_F300","CHGT","F300","CHGT_F300/4-1250-6-18,5 kW IE3",4,4,0,"1250-6","18,5 kW","IE3","/","/","/","/","/",7272,"4weeks",18.5,0,5844,""]
[null,"CHGT_F400","CHGT","F400","CHGT_F400/4-1250-6-18,5 kW STANDARD",4,4,0,"1250-6","18,5 kW","STANDARD","/","/","/","/","/",8073,"3weeks",18.5,0,1910,""]
[null,"CHGT_F400","CHGT","F400","CHGT_F400/4-1250-6-18,5 kW IE3",4,4,0,"1250-6","18,5 kW","IE3","/","/","/","/","/",8508,"4weeks",18.5,0,6308,""]
[null,"CHGT_F300","CHGT","F300","CHGT_F300/4-1250-6-22 kW STANDARD",4,4,0,"1250-6","22 kW","STANDARD","/","/","/","/","/",7238,"3weeks",22,0,1869,""]
[null,"CHGT_F300","CHGT","F300","CHGT_F300/4-1250-6-22 kW IE3",4,4,0,"1250-6","22 kW","IE3","/","/","/","/","/",7638,"4weeks",22,0,6148,""]
[null,"CHGT_F400","CHGT","F400","CHGT_F400/4-1250-6-22 kW STANDARD",4,4,0,"1250-6","22 kW","STANDARD","/","/","/","/","/",8508,"3weeks",22,0,1911,""]
[null,"CHGT_F400","CHGT","F400","CHGT_F400/4-1250-6-22 kW IE3",4,4,0,"1250-6","22 kW","IE3","/","/","/","/","/",8981,"4weeks",22,0,5868,""]
[null,"CHGT_F300","CHGT","F300","CHGT_F300/4-1250-6-30 kW STANDARD",4,4,0,"1250-6","30 kW","STANDARD","/","/","/","/","/",8300,"3weeks",30,0,1870,""]
[null,"CHGT_F300","CHGT","F300","CHGT_F300/4-1250-6-30 kW IE3",4,4,0,"1250-6","30 kW","IE3","/","/","/","/","/",8806,"4weeks",30,0,5887,""]
[null,"CHGT_F400","CHGT","F400","CHGT_F400/4-1250-6-30 kW STANDARD",4,4,0,"1250-6","30 kW","STANDARD","/","/","/","/","/",9546,"3weeks",30,0,1912,""]
[null,"CHGT_F400","CHGT","F400","CHGT_F400/4-1250-6-30 kW IE3",4,4,0,"1250-6","30 kW","IE3","/","/","/","/","/",10114,"4weeks",30,0,6266,""]
[null,"CHGT_F300","CHGT","F300","CHGT_F300/4-1250-6-37 kW IE3",4,4,0,"1250-6","37 kW","IE3","/","/","/","/","/",10173,"4weeks",37,0,5919,""]
[null,"CHGT_F300","CHGT","F300","CHGT_F300/4-1250-6-37 kW STANDARD",4,4,0,"1250-6","37 kW","STANDARD","/","/","/","/","/",9659,"3weeks",37,0,1871,""]
[null,"CHGT_F400","CHGT","F400","CHGT_F400/4-1250-6-37 kW STANDARD",4,4,0,"1250-6","37 kW","STANDARD","/","/","/","/","/",10946,"3weeks",37,0,1913,""]
[null,"CHGT_F400","CHGT","F400","CHGT_F400/4-1250-6-37 kW IE3",4,4,0,"1250-6","37 kW","IE3","/","/","/","/","/",11484,"4weeks",37,0,6243,""]
[null,"CHGT_F300","CHGT","F300","CHGT_F300/4-1250-6-45 kW STANDARD",4,4,0,"1250-6","45 kW","STANDARD","/","/","/","/","/",10702,"4weeks",45,0,1872,""]
[null,"CHGT_F300","CHGT","F300","CHGT_F300/4-1250-6-45 kW IE3",4,4,0,"1250-6","45 kW","IE3","/","/","/","/","/",11300,"4weeks",45,0,5882,""]
[null,"CHGT_F400","CHGT","F400","CHGT_F400/4-1250-6-45 kW STANDARD",4,4,0,"1250-6","45 kW","STANDARD","/","/","/","/","/",12060,"4weeks",45,0,1914,""]
[null,"CHGT_F400","CHGT","F400","CHGT_F400/4-1250-6-45 kW IE3",4,4,0,"1250-6","45 kW","IE3","/","/","/","/","/",12677,"4weeks",45,0,6037,""]
[null,"CHGT_F300","CHGT","F300","CHGT_F300/4-1250-9-15 kW STANDARD",4,4,0,"1250-9","15 kW","STANDARD","/","/","/","/","/",5848,"3weeks",15,0,1867,""]
[null,"CHGT_F300","CHGT","F300","CHGT_F300/4-1250-9-15 kW IE3",4,4,0,"1250-9","15 kW","IE3","/","/","/","/","/",6092,"4weeks",15,0,6239,""]
[null,"CHGT_F400","CHGT","F400","CHGT_F400/4-1250-9-15 kW STANDARD",4,4,0,"1250-9","15 kW","STANDARD","/","/","/","/","/",6361,"3weeks",15,0,1909,""]
[null,"CHGT_F400","CHGT","F400","CHGT_F400/4-1250-9-15 kW IE3",4,4,0,"1250-9","15 kW","IE3","/","/","/","/","/",6627,"4weeks",15,0,6140,""]
[null,"CHGT_F300","CHGT","F300","CHGT_F300/4-1250-9-18,5 kW STANDARD",4,4,0,"1250-9","18,5 kW","STANDARD","/","/","/","/","/",7073,"3weeks",18.5,0,1868,""]
[null,"CHGT_F300","CHGT","F300","CHGT_F300/4-1250-9-18,5 kW IE3",4,4,0,"1250-9","18,5 kW","IE3","/","/","/","/","/",7439,"4weeks",18.5,0,5844,""]
[null,"CHGT_F400","CHGT","F400","CHGT_F400/4-1250-9-18,5 kW STANDARD",4,4,0,"1250-9","18,5 kW","STANDARD","/","/","/","/","/",8241,"3weeks",18.5,0,1910,""]
[null,"CHGT_F400","CHGT","F400","CHGT_F400/4-1250-9-18,5 kW IE3",4,4,0,"1250-9","18,5 kW","IE3","/","/","/","/","/",8676,"4weeks",18.5,0,6308,""]
[null,"CHGT_F300","CHGT","F300","CHGT_F300/4-1250-9-22 kW IE3",4,4,0,"1250-9","22 kW","IE3","/","/","/","/","/",7806,"4weeks",22,0,6148,""]
[null,"CHGT_F300","CHGT","F300","CHGT_F300/4-1250-9-22 kW STANDARD",4,4,0,"1250-9","22 kW","STANDARD","/","/","/","/","/",7406,"3weeks",22,0,1869,""]
[null,"CHGT_F400","CHGT","F400","CHGT_F400/4-1250-9-22 kW STANDARD",4,4,0,"1250-9","22 kW","STANDARD","/","/","/","/","/",8676,"3weeks",22,0,1911,""]
[null,"CHGT_F400","CHGT","F400","CHGT_F400/4-1250-9-22 kW IE3",4,4,0,"1250-9","22 kW","IE3","/","/","/","/","/",9149,"4weeks",22,0,5868,""]
[null,"CHGT_F300","CHGT","F300","CHGT_F300/4-1250-9-30 kW STANDARD",4,4,0,"1250-9","30 kW","STANDARD","/","/","/","/","/",8468,"3weeks",30,0,1870,""]
[null,"CHGT_F300","CHGT","F300","CHGT_F300/4-1250-9-30 kW IE3",4,4,0,"1250-9","30 kW","IE3","/","/","/","/","/",8974,"4weeks",30,0,5887,""]
[null,"CHGT_F400","CHGT","F400","CHGT_F400/4-1250-9-30 kW IE3",4,4,0,"1250-9","30 kW","IE3","/","/","/","/","/",10282,"4weeks",30,0,6266,""]
[null,"CHGT_F400","CHGT","F400","CHGT_F400/4-1250-9-30 kW STANDARD",4,4,0,"1250-9","30 kW","STANDARD","/","/","/","/","/",9714,"3weeks",30,0,1912,""]
[null,"CHGT_F300","CHGT","F300","CHGT_F300/4-1250-9-37 kW STANDARD",4,4,0,"1250-9","37 kW","STANDARD","/","/","/","/","/",9827,"3weeks",37,0,1871,""]
[null,"CHGT_F300","CHGT","F300","CHGT_F300/4-1250-9-37 kW IE3",4,4,0,"1250-9","37 kW","IE3","/","/","/","/","/",10341,"4weeks",37,0,5919,""]
[null,"CHGT_F400","CHGT","F400","CHGT_F400/4-1250-9-37 kW STANDARD",4,4,0,"1250-9","37 kW","STANDARD","/","/","/","/","/",11113,"3weeks",37,0,1913,""]
[null,"CHGT_F400","CHGT","F400","CHGT_F400/4-1250-9-37 kW IE3",4,4,0,"1250-9","37 kW","IE3","/","/","/","/","/",11652,"4weeks",37,0,6243,""]
[null,"CHGT_F300","CHGT","F300","CHGT_F300/4-1250-9-45 kW STANDARD",4,4,0,"1250-9","45 kW","STANDARD","/","/","/","/","/",10870,"4weeks",45,0,1872,""]
[null,"CHGT_F300","CHGT","F300","CHGT_F300/4-1250-9-45 kW IE3",4,4,0,"1250-9","45 kW","IE3","/","/","/","/","/",11468,"4weeks",45,0,5882,""]
[null,"CHGT_F400","CHGT","F400","CHGT_F400/4-1250-9-45 kW IE3",4,4,0,"1250-9","45 kW","IE3","/","/","/","/","/",12845,"4weeks",45,0,6037,""]
[null,"CHGT_F400","CHGT","F400","CHGT_F400/4-1250-9-45 kW STANDARD",4,4,0,"1250-9","45 kW","STANDARD","/","/","/","/","/",12228,"4weeks",45,0,1914,""]
[null,"CHGT_F300","CHGT","F300","CHGT_F300/4-400-6-0,25 kW STANDARD",4,4,0,"400-6","0,25 kW","STANDARD","/","/","/","/","/",1056,"to be confirmed",0.25,0,4155,""]
[null,"CHGT_F400","CHGT","F400","CHGT_F400/4-400-6-0,25 kW STANDARD",4,4,0,"400-6","0,25 kW","STANDARD","/","/","/","/","/",1349,"to be confirmed",0.25,0,4157,""]
[null,"CHGT_F300","CHGT","F300","CHGT_F300/4-450-6-0,25 kW STANDARD",4,4,0,"450-6","0,25 kW","STANDARD","/","/","/","/","/",1096,"to be confirmed",0.25,0,4155,""]
[null,"CHGT_F400","CHGT","F400","CHGT_F400/4-450-6-0,25 kW STANDARD",4,4,0,"450-6","0,25 kW","STANDARD","/","/","/","/","/",1389,"to be confirmed",0.25,0,4157,""]
[null,"CHGT_F300","CHGT","F300","CHGT_F300/4-450-6-0,37 kW STANDARD",4,4,0,"450-6","0,37 kW","STANDARD","/","/","/","/","/",1101,"to be confirmed",0.37,0,4156,""]
[null,"CHGT_F400","CHGT","F400","CHGT_F400/4-450-6-0,37 kW STANDARD",4,4,0,"450-6","0,37 kW","STANDARD","/","/","/","/","/",1395,"to be confirmed",0.37,0,4158,""]
[null,"CHGT_F300","CHGT","F300","CHGT_F300/4-450-6-0,55 kW STANDARD",4,4,0,"450-6","0,55 kW","STANDARD","/","/","/","/","/",1124,"3weeks",0.55000000000000004,0,6068,""]
[null,"CHGT_F300","CHGT","F300","CHGT_F300/4-450-6-0,55 kW STANDARD",4,4,0,"450-6","0,55 kW","STANDARD","/","/","/","/","/",1124,"3weeks",0.55000000000000004,0,1856,""]
[null,"CHGT_F400","CHGT","F400","CHGT_F400/4-450-6-0,55 kW STANDARD",4,4,0,"450-6","0,55 kW","STANDARD","/","/","/","/","/",1442,"3weeks",0.55000000000000004,0,5928,""]
[null,"CHGT_F400","CHGT","F400","CHGT_F400/4-450-6-0,55 kW STANDARD",4,4,0,"450-6","0,55 kW","STANDARD","/","/","/","/","/",1442,"3weeks",0.55000000000000004,0,1898,""]
[null,"CHGT_F300","CHGT","F300","CHGT_F300/4-500-6-0,55 kW STANDARD",4,4,0,"500-6","0,55 kW","STANDARD","/","/","/","/","/",1157,"3weeks",0.55000000000000004,0,1856,""]
[null,"CHGT_F300","CHGT","F300","CHGT_F300/4-500-6-0,55 kW STANDARD",4,4,0,"500-6","0,55 kW","STANDARD","/","/","/","/","/",1157,"3weeks",0.55000000000000004,0,6068,""]
[null,"CHGT_F400","CHGT","F400","CHGT_F400/4-500-6-0,55 kW STANDARD",4,4,0,"500-6","0,55 kW","STANDARD","/","/","/","/","/",1475,"3weeks",0.55000000000000004,0,1898,""]
[null,"CHGT_F400","CHGT","F400","CHGT_F400/4-500-6-0,55 kW STANDARD",4,4,0,"500-6","0,55 kW","STANDARD","/","/","/","/","/",1475,"3weeks",0.55000000000000004,0,5928,""]
[null,"CHGT_F300","CHGT","F300","CHGT_F300/4-500-6-0,75 kW IE3",4,4,0,"500-6","0,75 kW","IE3","/","/","/","/","/",1215,"to be confirmed",0.75,0,5848,""]
[null,"CHGT_F300","CHGT","F300","CHGT_F300/4-500-6-0,75 kW STANDARD",4,4,0,"500-6","0,75 kW","STANDARD","/","/","/","/","/",1171,"3weeks",0.75,0,1857,""]
[null,"CHGT_F400","CHGT","F400","CHGT_F400/4-500-6-0,75 kW IE3",4,4,0,"500-6","0,75 kW","IE3","/","/","/","/","/",1574,"to be confirmed",0.75,0,5981,""]
[null,"CHGT_F400","CHGT","F400","CHGT_F400/4-500-6-0,75 kW STANDARD",4,4,0,"500-6","0,75 kW","STANDARD","/","/","/","/","/",1502,"3weeks",0.75,0,1899,""]
[null,"CHGT_F300","CHGT","F300","CHGT_F300/4-500-6-1,1 kW STANDARD",4,4,0,"500-6","1,1 kW","STANDARD","/","/","/","/","/",1190,"3weeks",1.1000000000000001,0,1858,""]
[null,"CHGT_F300","CHGT","F300","CHGT_F300/4-500-6-1,1 kW IE3",4,4,0,"500-6","1,1 kW","IE3","/","/","/","/","/",1236,"to be confirmed",1.1000000000000001,0,5856,""]
[null,"CHGT_F400","CHGT","F400","CHGT_F400/4-500-6-1,1 kW STANDARD",4,4,0,"500-6","1,1 kW","STANDARD","/","/","/","/","/",1509,"3weeks",1.1000000000000001,0,1900,""]
[null,"CHGT_F400","CHGT","F400","CHGT_F400/4-500-6-1,1 kW IE3",4,4,0,"500-6","1,1 kW","IE3","/","/","/","/","/",1583,"to be confirmed",1.1000000000000001,0,6190,""]
[null,"CHGT_F300","CHGT","F300","CHGT_F300/4-560-6-0,55 kW STANDARD",4,4,0,"560-6","0,55 kW","STANDARD","/","/","/","/","/",1276,"3weeks",0.55000000000000004,0,1856,""]
[null,"CHGT_F300","CHGT","F300","CHGT_F300/4-560-6-0,55 kW STANDARD",4,4,0,"560-6","0,55 kW","STANDARD","/","/","/","/","/",1276,"3weeks",0.55000000000000004,0,6068,""]
[null,"CHGT_F400","CHGT","F400","CHGT_F400/4-560-6-0,55 kW STANDARD",4,4,0,"560-6","0,55 kW","STANDARD","/","/","/","/","/",1594,"3weeks",0.55000000000000004,0,1898,""]
[null,"CHGT_F400","CHGT","F400","CHGT_F400/4-560-6-0,55 kW STANDARD",4,4,0,"560-6","0,55 kW","STANDARD","/","/","/","/","/",1594,"3weeks",0.55000000000000004,0,5928,""]
[null,"CHGT_F300","CHGT","F300","CHGT_F300/4-560-6-0,75 kW IE3",4,4,0,"560-6","0,75 kW","IE3","/","/","/","/","/",1335,"to be confirmed",0.75,0,5848,""]
[null,"CHGT_F300","CHGT","F300","CHGT_F300/4-560-6-0,75 kW STANDARD",4,4,0,"560-6","0,75 kW","STANDARD","/","/","/","/","/",1291,"3weeks",0.75,0,1857,""]
[null,"CHGT_F400","CHGT","F400","CHGT_F400/4-560-6-0,75 kW IE3",4,4,0,"560-6","0,75 kW","IE3","/","/","/","/","/",1694,"to be confirmed",0.75,0,5981,""]
[null,"CHGT_F400","CHGT","F400","CHGT_F400/4-560-6-0,75 kW STANDARD",4,4,0,"560-6","0,75 kW","STANDARD","/","/","/","/","/",1622,"3weeks",0.75,0,1899,""]
[null,"CHGT_F300","CHGT","F300","CHGT_F300/4-560-6-1,1 kW STANDARD",4,4,0,"560-6","1,1 kW","STANDARD","/","/","/","/","/",1310,"3weeks",1.1000000000000001,0,1858,""]
[null,"CHGT_F300","CHGT","F300","CHGT_F300/4-560-6-1,1 kW IE3",4,4,0,"560-6","1,1 kW","IE3","/","/","/","/","/",1356,"to be confirmed",1.1000000000000001,0,5856,""]
[null,"CHGT_F400","CHGT","F400","CHGT_F400/4-560-6-1,1 kW STANDARD",4,4,0,"560-6","1,1 kW","STANDARD","/","/","/","/","/",1629,"3weeks",1.1000000000000001,0,1900,""]
[null,"CHGT_F400","CHGT","F400","CHGT_F400/4-560-6-1,1 kW IE3",4,4,0,"560-6","1,1 kW","IE3","/","/","/","/","/",1703,"to be confirmed",1.1000000000000001,0,6190,""]
[null,"CHGT_F300","CHGT","F300","CHGT_F300/4-560-6-1,5 kW STANDARD",4,4,0,"560-6","1,5 kW","STANDARD","/","/","/","/","/",1336,"3weeks",1.5,0,1859,""]
[null,"CHGT_F300","CHGT","F300","CHGT_F300/4-560-6-1,5 kW IE3",4,4,0,"560-6","1,5 kW","IE3","/","/","/","/","/",1384,"to be confirmed",1.5,0,5864,""]
[null,"CHGT_F400","CHGT","F400","CHGT_F400/4-560-6-1,5 kW STANDARD",4,4,0,"560-6","1,5 kW","STANDARD","/","/","/","/","/",1733,"3weeks",1.5,0,1901,""]
[null,"CHGT_F400","CHGT","F400","CHGT_F400/4-560-6-1,5 kW IE3",4,4,0,"560-6","1,5 kW","IE3","/","/","/","/","/",1817,"to be confirmed",1.5,0,6056,""]
[null,"CHGT_F300","CHGT","F300","CHGT_F300/4-560-6-2,2 kW STANDARD",4,4,0,"560-6","2,2 kW","STANDARD","/","/","/","/","/",1541,"3weeks",2.2000000000000002,0,1860,""]
[null,"CHGT_F300","CHGT","F300","CHGT_F300/4-560-6-2,2 kW IE3",4,4,0,"560-6","2,2 kW","IE3","/","/","/","/","/",1611,"to be confirmed",2.2000000000000002,0,6052,""]
[null,"CHGT_F400","CHGT","F400","CHGT_F400/4-560-6-2,2 kW STANDARD",4,4,0,"560-6","2,2 kW","STANDARD","/","/","/","/","/",1935,"3weeks",2.2000000000000002,0,1902,""]
[null,"CHGT_F400","CHGT","F400","CHGT_F400/4-560-6-2,2 kW IE3",4,4,0,"560-6","2,2 kW","IE3","/","/","/","/","/",2039,"to be confirmed",2.2000000000000002,0,6049,""]
[null,"CHGT_F300","CHGT","F300","CHGT_F300/4-630-6-0,75 kW STANDARD",4,4,0,"630-6","0,75 kW","STANDARD","/","/","/","/","/",1372,"3weeks",0.75,0,1857,""]
[null,"CHGT_F300","CHGT","F300","CHGT_F300/4-630-6-0,75 kW IE3",4,4,0,"630-6","0,75 kW","IE3","/","/","/","/","/",1415,"to be confirmed",0.75,0,5848,""]
[null,"CHGT_F400","CHGT","F400","CHGT_F400/4-630-6-0,75 kW IE3",4,4,0,"630-6","0,75 kW","IE3","/","/","/","/","/",1774,"to be confirmed",0.75,0,5981,""]
[null,"CHGT_F400","CHGT","F400","CHGT_F400/4-630-6-0,75 kW STANDARD",4,4,0,"630-6","0,75 kW","STANDARD","/","/","/","/","/",1701,"3weeks",0.75,0,1899,""]
[null,"CHGT_F300","CHGT","F300","CHGT_F300/4-630-6-1,1 kW IE3",4,4,0,"630-6","1,1 kW","IE3","/","/","/","/","/",1436,"to be confirmed",1.1000000000000001,0,5856,""]
[null,"CHGT_F300","CHGT","F300","CHGT_F300/4-630-6-1,1 kW STANDARD",4,4,0,"630-6","1,1 kW","STANDARD","/","/","/","/","/",1391,"3weeks",1.1000000000000001,0,1858,""]
[null,"CHGT_F400","CHGT","F400","CHGT_F400/4-630-6-1,1 kW IE3",4,4,0,"630-6","1,1 kW","IE3","/","/","/","/","/",1782,"to be confirmed",1.1000000000000001,0,6190,""]
[null,"CHGT_F400","CHGT","F400","CHGT_F400/4-630-6-1,1 kW STANDARD",4,4,0,"630-6","1,1 kW","STANDARD","/","/","/","/","/",1710,"3weeks",1.1000000000000001,0,1900,""]
[null,"CHGT_F300","CHGT","F300","CHGT_F300/4-630-6-1,5 kW IE3",4,4,0,"630-6","1,5 kW","IE3","/","/","/","/","/",1465,"to be confirmed",1.5,0,5864,""]
[null,"CHGT_F300","CHGT","F300","CHGT_F300/4-630-6-1,5 kW STANDARD",4,4,0,"630-6","1,5 kW","STANDARD","/","/","/","/","/",1417,"3weeks",1.5,0,1859,""]
[null,"CHGT_F400","CHGT","F400","CHGT_F400/4-630-6-1,5 kW STANDARD",4,4,0,"630-6","1,5 kW","STANDARD","/","/","/","/","/",1813,"3weeks",1.5,0,1901,""]
[null,"CHGT_F400","CHGT","F400","CHGT_F400/4-630-6-1,5 kW IE3",4,4,0,"630-6","1,5 kW","IE3","/","/","/","/","/",1897,"to be confirmed",1.5,0,6056,""]
[null,"CHGT_F300","CHGT","F300","CHGT_F300/4-630-6-2,2 kW IE3",4,4,0,"630-6","2,2 kW","IE3","/","/","/","/","/",1691,"to be confirmed",2.2000000000000002,0,6052,""]
[null,"CHGT_F300","CHGT","F300","CHGT_F300/4-630-6-2,2 kW STANDARD",4,4,0,"630-6","2,2 kW","STANDARD","/","/","/","/","/",1621,"3weeks",2.2000000000000002,0,1860,""]
[null,"CHGT_F400","CHGT","F400","CHGT_F400/4-630-6-2,2 kW IE3",4,4,0,"630-6","2,2 kW","IE3","/","/","/","/","/",2118,"to be confirmed",2.2000000000000002,0,6049,""]
[null,"CHGT_F400","CHGT","F400","CHGT_F400/4-630-6-2,2 kW STANDARD",4,4,0,"630-6","2,2 kW","STANDARD","/","/","/","/","/",2014,"3weeks",2.2000000000000002,0,1902,""]
[null,"CHGT_F300","CHGT","F300","CHGT_F300/4-630-6-3 kW STANDARD",4,4,0,"630-6","3 kW","STANDARD","/","/","/","/","/",1751,"3weeks",3,0,1861,""]
[null,"CHGT_F300","CHGT","F300","CHGT_F300/4-630-6-3 kW IE3",4,4,0,"630-6","3 kW","IE3","/","/","/","/","/",1836,"to be confirmed",3,0,5898,""]
[null,"CHGT_F400","CHGT","F400","CHGT_F400/4-630-6-3 kW IE3",4,4,0,"630-6","3 kW","IE3","/","/","/","/","/",2423,"to be confirmed",3,0,6090,""]
[null,"CHGT_F400","CHGT","F400","CHGT_F400/4-630-6-3 kW STANDARD",4,4,0,"630-6","3 kW","STANDARD","/","/","/","/","/",2292,"3weeks",3,0,1903,""]
[null,"CHGT_F300","CHGT","F300","CHGT_F300/4-710-3-1,1 kW IE3",4,4,0,"710-3","1,1 kW","IE3","/","/","/","/","/",1460,"to be confirmed",1.1000000000000001,0,5856,""]
[null,"CHGT_F300","CHGT","F300","CHGT_F300/4-710-3-1,1 kW STANDARD",4,4,0,"710-3","1,1 kW","STANDARD","/","/","/","/","/",1414,"3weeks",1.1000000000000001,0,1858,""]
[null,"CHGT_F300","CHGT","F300","CHGT_F300/4-710-3-1,5 kW STANDARD",4,4,0,"710-3","1,5 kW","STANDARD","/","/","/","/","/",1440,"3weeks",1.5,0,1859,""]
[null,"CHGT_F300","CHGT","F300","CHGT_F300/4-710-3-1,5 kW IE3",4,4,0,"710-3","1,5 kW","IE3","/","/","/","/","/",1488,"to be confirmed",1.5,0,5864,""]
[null,"CHGT_F300","CHGT","F300","CHGT_F300/4-710-3-2,2 kW STANDARD",4,4,0,"710-3","2,2 kW","STANDARD","/","/","/","/","/",1644,"3weeks",2.2000000000000002,0,1860,""]
[null,"CHGT_F300","CHGT","F300","CHGT_F300/4-710-3-2,2 kW IE3",4,4,0,"710-3","2,2 kW","IE3","/","/","/","/","/",1715,"to be confirmed",2.2000000000000002,0,6052,""]
[null,"CHGT_F300","CHGT","F300","CHGT_F300/4-710-3-3 kW STANDARD",4,4,0,"710-3","3 kW","STANDARD","/","/","/","/","/",1774,"3weeks",3,0,1861,""]
[null,"CHGT_F300","CHGT","F300","CHGT_F300/4-710-3-3 kW IE3",4,4,0,"710-3","3 kW","IE3","/","/","/","/","/",1859,"to be confirmed",3,0,5898,""]
[null,"CHGT_F400","CHGT","F400","CHGT_F400/4-710-5-1,1 kW STANDARD",4,4,0,"710-5","1,1 kW","STANDARD","/","/","/","/","/",1825,"3weeks",1.1000000000000001,0,1900,""]
[null,"CHGT_F400","CHGT","F400","CHGT_F400/4-710-5-1,1 kW IE3",4,4,0,"710-5","1,1 kW","IE3","/","/","/","/","/",1899,"to be confirmed",1.1000000000000001,0,6190,""]
[null,"CHGT_F400","CHGT","F400","CHGT_F400/4-710-5-1,5 kW IE3",4,4,0,"710-5","1,5 kW","IE3","/","/","/","/","/",2012,"to be confirmed",1.5,0,6056,""]
[null,"CHGT_F400","CHGT","F400","CHGT_F400/4-710-5-1,5 kW STANDARD",4,4,0,"710-5","1,5 kW","STANDARD","/","/","/","/","/",1929,"3weeks",1.5,0,1901,""]
[null,"CHGT_F400","CHGT","F400","CHGT_F400/4-710-5-2,2 kW IE3",4,4,0,"710-5","2,2 kW","IE3","/","/","/","/","/",2234,"to be confirmed",2.2000000000000002,0,6049,""]
[null,"CHGT_F400","CHGT","F400","CHGT_F400/4-710-5-2,2 kW STANDARD",4,4,0,"710-5","2,2 kW","STANDARD","/","/","/","/","/",2130,"3weeks",2.2000000000000002,0,1902,""]
[null,"CHGT_F400","CHGT","F400","CHGT_F400/4-710-5-3 kW IE3",4,4,0,"710-5","3 kW","IE3","/","/","/","/","/",2538,"to be confirmed",3,0,6090,""]
[null,"CHGT_F400","CHGT","F400","CHGT_F400/4-710-5-3 kW STANDARD",4,4,0,"710-5","3 kW","STANDARD","/","/","/","/","/",2407,"3weeks",3,0,1903,""]
[null,"CHGT_F400","CHGT","F400","CHGT_F400/4-710-5-4 kW IE3",4,4,0,"710-5","4 kW","IE3","/","/","/","/","/",2560,"to be confirmed",4,0,6304,""]
[null,"CHGT_F400","CHGT","F400","CHGT_F400/4-710-5-4 kW STANDARD",4,4,0,"710-5","4 kW","STANDARD","/","/","/","/","/",2427,"3weeks",4,0,1904,""]
[null,"CHGT_F400","CHGT","F400","CHGT_F400/4-710-5-5,5 kW IE3",4,4,0,"710-5","5,5 kW","IE3","/","/","/","/","/",2844,"to be confirmed",5.5,0,6028,""]
[null,"CHGT_F400","CHGT","F400","CHGT_F400/4-710-5-5,5 kW STANDARD",4,4,0,"710-5","5,5 kW","STANDARD","/","/","/","/","/",2684,"3weeks",5.5,0,1905,""]
[null,"CHGT_F300","CHGT","F300","CHGT_F300/4-710-6-1,1 kW STANDARD",4,4,0,"710-6","1,1 kW","STANDARD","/","/","/","/","/",1518,"3weeks",1.1000000000000001,0,1858,""]
[null,"CHGT_F300","CHGT","F300","CHGT_F300/4-710-6-1,1 kW IE3",4,4,0,"710-6","1,1 kW","IE3","/","/","/","/","/",1564,"to be confirmed",1.1000000000000001,0,5856,""]
[null,"CHGT_F300","CHGT","F300","CHGT_F300/4-710-6-1,5 kW STANDARD",4,4,0,"710-6","1,5 kW","STANDARD","/","/","/","/","/",1544,"3weeks",1.5,0,1859,""]
[null,"CHGT_F300","CHGT","F300","CHGT_F300/4-710-6-1,5 kW IE3",4,4,0,"710-6","1,5 kW","IE3","/","/","/","/","/",1592,"to be confirmed",1.5,0,5864,""]
[null,"CHGT_F300","CHGT","F300","CHGT_F300/4-710-6-2,2 kW STANDARD",4,4,0,"710-6","2,2 kW","STANDARD","/","/","/","/","/",1748,"3weeks",2.2000000000000002,0,1860,""]
[null,"CHGT_F300","CHGT","F300","CHGT_F300/4-710-6-2,2 kW IE3",4,4,0,"710-6","2,2 kW","IE3","/","/","/","/","/",1819,"to be confirmed",2.2000000000000002,0,6052,""]
[null,"CHGT_F300","CHGT","F300","CHGT_F300/4-710-6-3 kW STANDARD",4,4,0,"710-6","3 kW","STANDARD","/","/","/","/","/",1878,"3weeks",3,0,1861,""]
[null,"CHGT_F300","CHGT","F300","CHGT_F300/4-710-6-3 kW IE3",4,4,0,"710-6","3 kW","IE3","/","/","/","/","/",1963,"to be confirmed",3,0,5898,""]
[null,"CHGT_F300","CHGT","F300","CHGT_F300/4-710-6-4 kW STANDARD",4,4,0,"710-6","4 kW","STANDARD","/","/","/","/","/",2025,"3weeks",4,0,1862,""]
[null,"CHGT_F300","CHGT","F300","CHGT_F300/4-710-6-4 kW IE3",4,4,0,"710-6","4 kW","IE3","/","/","/","/","/",2127,"to be confirmed",4,0,5945,""]
[null,"CHGT_F400","CHGT","F400","CHGT_F400/4-710-7-1,1 kW IE3",4,4,0,"710-7","1,1 kW","IE3","/","/","/","/","/",1979,"to be confirmed",1.1000000000000001,0,6190,""]
[null,"CHGT_F400","CHGT","F400","CHGT_F400/4-710-7-1,1 kW STANDARD",4,4,0,"710-7","1,1 kW","STANDARD","/","/","/","/","/",1905,"3weeks",1.1000000000000001,0,1900,""]
[null,"CHGT_F400","CHGT","F400","CHGT_F400/4-710-7-1,5 kW STANDARD",4,4,0,"710-7","1,5 kW","STANDARD","/","/","/","/","/",2009,"3weeks",1.5,0,1901,""]
[null,"CHGT_F400","CHGT","F400","CHGT_F400/4-710-7-1,5 kW IE3",4,4,0,"710-7","1,5 kW","IE3","/","/","/","/","/",2093,"to be confirmed",1.5,0,6056,""]
[null,"CHGT_F400","CHGT","F400","CHGT_F400/4-710-7-2,2 kW STANDARD",4,4,0,"710-7","2,2 kW","STANDARD","/","/","/","/","/",2210,"3weeks",2.2000000000000002,0,1902,""]
[null,"CHGT_F400","CHGT","F400","CHGT_F400/4-710-7-2,2 kW IE3",4,4,0,"710-7","2,2 kW","IE3","/","/","/","/","/",2314,"to be confirmed",2.2000000000000002,0,6049,""]
[null,"CHGT_F400","CHGT","F400","CHGT_F400/4-710-7-3 kW STANDARD",4,4,0,"710-7","3 kW","STANDARD","/","/","/","/","/",2487,"3weeks",3,0,1903,""]
[null,"CHGT_F400","CHGT","F400","CHGT_F400/4-710-7-3 kW IE3",4,4,0,"710-7","3 kW","IE3","/","/","/","/","/",2618,"to be confirmed",3,0,6090,""]
[null,"CHGT_F400","CHGT","F400","CHGT_F400/4-710-7-4 kW IE3",4,4,0,"710-7","4 kW","IE3","/","/","/","/","/",2640,"to be confirmed",4,0,6304,""]
[null,"CHGT_F400","CHGT","F400","CHGT_F400/4-710-7-4 kW STANDARD",4,4,0,"710-7","4 kW","STANDARD","/","/","/","/","/",2507,"3weeks",4,0,1904,""]
[null,"CHGT_F400","CHGT","F400","CHGT_F400/4-710-7-5,5 kW STANDARD",4,4,0,"710-7","5,5 kW","STANDARD","/","/","/","/","/",2765,"3weeks",5.5,0,1905,""]
[null,"CHGT_F400","CHGT","F400","CHGT_F400/4-710-7-5,5 kW IE3",4,4,0,"710-7","5,5 kW","IE3","/","/","/","/","/",2924,"to be confirmed",5.5,0,6028,""]
[null,"CHGT_F300","CHGT","F300","CHGT_F300/4-800-3-1,1 kW STANDARD",4,4,0,"800-3","1,1 kW","STANDARD","/","/","/","/","/",1666,"3weeks",1.1000000000000001,0,1858,""]
[null,"CHGT_F300","CHGT","F300","CHGT_F300/4-800-3-1,1 kW IE3",4,4,0,"800-3","1,1 kW","IE3","/","/","/","/","/",1712,"to be confirmed",1.1000000000000001,0,5856,""]
[null,"CHGT_F400","CHGT","F400","CHGT_F400/4-800-3-1,1 kW STANDARD",4,4,0,"800-3","1,1 kW","STANDARD","/","/","/","/","/",1985,"3weeks",1.1000000000000001,0,1900,""]
[null,"CHGT_F400","CHGT","F400","CHGT_F400/4-800-3-1,1 kW IE3",4,4,0,"800-3","1,1 kW","IE3","/","/","/","/","/",2058,"to be confirmed",1.1000000000000001,0,6190,""]
[null,"CHGT_F300","CHGT","F300","CHGT_F300/4-800-3-1,5 kW IE3",4,4,0,"800-3","1,5 kW","IE3","/","/","/","/","/",1740,"to be confirmed",1.5,0,5864,""]
[null,"CHGT_F300","CHGT","F300","CHGT_F300/4-800-3-1,5 kW STANDARD",4,4,0,"800-3","1,5 kW","STANDARD","/","/","/","/","/",1692,"3weeks",1.5,0,1859,""]
[null,"CHGT_F400","CHGT","F400","CHGT_F400/4-800-3-1,5 kW IE3",4,4,0,"800-3","1,5 kW","IE3","/","/","/","/","/",2173,"to be confirmed",1.5,0,6056,""]
[null,"CHGT_F400","CHGT","F400","CHGT_F400/4-800-3-1,5 kW STANDARD",4,4,0,"800-3","1,5 kW","STANDARD","/","/","/","/","/",2089,"3weeks",1.5,0,1901,""]
[null,"CHGT_F300","CHGT","F300","CHGT_F300/4-800-3-2,2 kW IE3",4,4,0,"800-3","2,2 kW","IE3","/","/","/","/","/",1967,"to be confirmed",2.2000000000000002,0,6052,""]
[null,"CHGT_F300","CHGT","F300","CHGT_F300/4-800-3-2,2 kW STANDARD",4,4,0,"800-3","2,2 kW","STANDARD","/","/","/","/","/",1896,"3weeks",2.2000000000000002,0,1860,""]
[null,"CHGT_F400","CHGT","F400","CHGT_F400/4-800-3-2,2 kW IE3",4,4,0,"800-3","2,2 kW","IE3","/","/","/","/","/",2393,"to be confirmed",2.2000000000000002,0,6049,""]
[null,"CHGT_F400","CHGT","F400","CHGT_F400/4-800-3-2,2 kW STANDARD",4,4,0,"800-3","2,2 kW","STANDARD","/","/","/","/","/",2289,"3weeks",2.2000000000000002,0,1902,""]
[null,"CHGT_F300","CHGT","F300","CHGT_F300/4-800-3-3 kW STANDARD",4,4,0,"800-3","3 kW","STANDARD","/","/","/","/","/",2026,"3weeks",3,0,1861,""]
[null,"CHGT_F300","CHGT","F300","CHGT_F300/4-800-3-3 kW IE3",4,4,0,"800-3","3 kW","IE3","/","/","/","/","/",2111,"to be confirmed",3,0,5898,""]
[null,"CHGT_F400","CHGT","F400","CHGT_F400/4-800-3-3 kW STANDARD",4,4,0,"800-3","3 kW","STANDARD","/","/","/","/","/",2567,"3weeks",3,0,1903,""]
[null,"CHGT_F400","CHGT","F400","CHGT_F400/4-800-3-3 kW IE3",4,4,0,"800-3","3 kW","IE3","/","/","/","/","/",2699,"to be confirmed",3,0,6090,""]
[null,"CHGT_F300","CHGT","F300","CHGT_F300/4-800-3-4 kW STANDARD",4,4,0,"800-3","4 kW","STANDARD","/","/","/","/","/",2173,"3weeks",4,0,1862,""]
[null,"CHGT_F300","CHGT","F300","CHGT_F300/4-800-3-4 kW IE3",4,4,0,"800-3","4 kW","IE3","/","/","/","/","/",2275,"to be confirmed",4,0,5945,""]
[null,"CHGT_F400","CHGT","F400","CHGT_F400/4-800-3-4 kW STANDARD",4,4,0,"800-3","4 kW","STANDARD","/","/","/","/","/",2587,"3weeks",4,0,1904,""]
[null,"CHGT_F400","CHGT","F400","CHGT_F400/4-800-3-4 kW IE3",4,4,0,"800-3","4 kW","IE3","/","/","/","/","/",2720,"to be confirmed",4,0,6304,""]
[null,"CHGT_F300","CHGT","F300","CHGT_F300/4-800-3-5,5 kW STANDARD",4,4,0,"800-3","5,5 kW","STANDARD","/","/","/","/","/",2422,"3weeks",5.5,0,1863,""]
[null,"CHGT_F300","CHGT","F300","CHGT_F300/4-800-3-5,5 kW IE3",4,4,0,"800-3","5,5 kW","IE3","/","/","/","/","/",2550,"to be confirmed",5.5,0,5987,""]
[null,"CHGT_F400","CHGT","F400","CHGT_F400/4-800-3-5,5 kW STANDARD",4,4,0,"800-3","5,5 kW","STANDARD","/","/","/","/","/",2845,"3weeks",5.5,0,1905,""]
[null,"CHGT_F400","CHGT","F400","CHGT_F400/4-800-3-5,5 kW IE3",4,4,0,"800-3","5,5 kW","IE3","/","/","/","/","/",3005,"to be confirmed",5.5,0,6028,""]
[null,"CHGT_F300","CHGT","F300","CHGT_F300/4-800-6-1,5 kW STANDARD",4,4,0,"800-6","1,5 kW","STANDARD","/","/","/","/","/",1796,"3weeks",1.5,0,1859,""]
[null,"CHGT_F300","CHGT","F300","CHGT_F300/4-800-6-1,5 kW IE3",4,4,0,"800-6","1,5 kW","IE3","/","/","/","/","/",1844,"to be confirmed",1.5,0,5864,""]
[null,"CHGT_F400","CHGT","F400","CHGT_F400/4-800-6-1,5 kW STANDARD",4,4,0,"800-6","1,5 kW","STANDARD","/","/","/","/","/",2193,"3weeks",1.5,0,1901,""]
[null,"CHGT_F400","CHGT","F400","CHGT_F400/4-800-6-1,5 kW IE3",4,4,0,"800-6","1,5 kW","IE3","/","/","/","/","/",2277,"to be confirmed",1.5,0,6056,""]
[null,"CHGT_F300","CHGT","F300","CHGT_F300/4-800-6-2,2 kW IE3",4,4,0,"800-6","2,2 kW","IE3","/","/","/","/","/",2071,"to be confirmed",2.2000000000000002,0,6052,""]
[null,"CHGT_F300","CHGT","F300","CHGT_F300/4-800-6-2,2 kW STANDARD",4,4,0,"800-6","2,2 kW","STANDARD","/","/","/","/","/",2000,"3weeks",2.2000000000000002,0,1860,""]
[null,"CHGT_F400","CHGT","F400","CHGT_F400/4-800-6-2,2 kW STANDARD",4,4,0,"800-6","2,2 kW","STANDARD","/","/","/","/","/",2393,"3weeks",2.2000000000000002,0,1902,""]
[null,"CHGT_F400","CHGT","F400","CHGT_F400/4-800-6-2,2 kW IE3",4,4,0,"800-6","2,2 kW","IE3","/","/","/","/","/",2497,"to be confirmed",2.2000000000000002,0,6049,""]
[null,"CHGT_F300","CHGT","F300","CHGT_F300/4-800-6-3 kW IE3",4,4,0,"800-6","3 kW","IE3","/","/","/","/","/",2215,"to be confirmed",3,0,5898,""]
[null,"CHGT_F300","CHGT","F300","CHGT_F300/4-800-6-3 kW STANDARD",4,4,0,"800-6","3 kW","STANDARD","/","/","/","/","/",2130,"3weeks",3,0,1861,""]
[null,"CHGT_F400","CHGT","F400","CHGT_F400/4-800-6-3 kW STANDARD",4,4,0,"800-6","3 kW","STANDARD","/","/","/","/","/",2671,"3weeks",3,0,1903,""]
[null,"CHGT_F400","CHGT","F400","CHGT_F400/4-800-6-3 kW IE3",4,4,0,"800-6","3 kW","IE3","/","/","/","/","/",2803,"to be confirmed",3,0,6090,""]
[null,"CHGT_F300","CHGT","F300","CHGT_F300/4-800-6-4 kW STANDARD",4,4,0,"800-6","4 kW","STANDARD","/","/","/","/","/",2277,"3weeks",4,0,1862,""]
[null,"CHGT_F300","CHGT","F300","CHGT_F300/4-800-6-4 kW IE3",4,4,0,"800-6","4 kW","IE3","/","/","/","/","/",2379,"to be confirmed",4,0,5945,""]
[null,"CHGT_F400","CHGT","F400","CHGT_F400/4-800-6-4 kW IE3",4,4,0,"800-6","4 kW","IE3","/","/","/","/","/",2824,"to be confirmed",4,0,6304,""]
[null,"CHGT_F300","CHGT","F300","CHGT_F300/4-800-6-5,5 kW IE3",4,4,0,"800-6","5,5 kW","IE3","/","/","/","/","/",2654,"to be confirmed",5.5,0,5987,""]
[null,"CHGT_F300","CHGT","F300","CHGT_F300/4-800-6-7,5 kW IE3",4,4,0,"800-6","7,5 kW","IE3","/","/","/","/","/",2898,"4weeks",7.5,0,6136,""]
[null,"CHGT_F300","CHGT","F300","CHGT_F300/4-800-9-2,2 kW IE3",4,4,0,"800-9","2,2 kW","IE3","/","/","/","/","/",2195,"to be confirmed",2.2000000000000002,0,6052,""]
[null,"CHGT_F400","CHGT","F400","CHGT_F400/4-800-9-2,2 kW IE3",4,4,0,"800-9","2,2 kW","IE3","/","/","/","/","/",2621,"to be confirmed",2.2000000000000002,0,6049,""]
[null,"CHGT_F400","CHGT","F400","CHGT_F400/4-800-9-3 kW IE3",4,4,0,"800-9","3 kW","IE3","/","/","/","/","/",2927,"to be confirmed",3,0,6090,""]
[null,"CHGT_F400","CHGT","F400","CHGT_F400/4-800-9-3 kW STANDARD",4,4,0,"800-9","3 kW","STANDARD","/","/","/","/","/",2795,"3weeks",3,0,1903,""]
[null,"CHGT_F400","CHGT","F400","CHGT_F400/4-800-9-4 kW STANDARD",4,4,0,"800-9","4 kW","STANDARD","/","/","/","/","/",2814,"3weeks",4,0,1904,""]
[null,"CHGT_F400","CHGT","F400","CHGT_F400/4-800-9-5,5 kW STANDARD",4,4,0,"800-9","5,5 kW","STANDARD","/","/","/","/","/",3073,"3weeks",5.5,0,1905,""]
[null,"CHGT_F300","CHGT","F300","CHGT_F300/4-800-9-7,5 kW STANDARD",4,4,0,"800-9","7,5 kW","STANDARD","/","/","/","/","/",2869,"3weeks",7.5,0,1864,""]
[null,"CHGT_F300","CHGT","F300","CHGT_F300/4-900-3-2,2 kW STANDARD",4,4,0,"900-3","2,2 kW","STANDARD","/","/","/","/","/",2447,"3weeks",2.2000000000000002,0,1860,""]
[null,"CHGT_F300","CHGT","F300","CHGT_F300/4-900-3-3 kW STANDARD",4,4,0,"900-3","3 kW","STANDARD","/","/","/","/","/",2577,"3weeks",3,0,1861,""]
[null,"CHGT_F400","CHGT","F400","CHGT_F400/4-900-3-3 kW STANDARD",4,4,0,"900-3","3 kW","STANDARD","/","/","/","/","/",3118,"3weeks",3,0,1903,""]
[null,"CHGT_F400","CHGT","F400","CHGT_F400/4-900-3-4 kW STANDARD",4,4,0,"900-3","4 kW","STANDARD","/","/","/","/","/",3138,"3weeks",4,0,1904,""]
[null,"CHGT_F400","CHGT","F400","CHGT_F400/4-900-3-4 kW IE3",4,4,0,"900-3","4 kW","IE3","/","/","/","/","/",3271,"to be confirmed",4,0,6304,""]
[null,"CHGT_F400","CHGT","F400","CHGT_F400/4-900-3-5,5 kW STANDARD",4,4,0,"900-3","5,5 kW","STANDARD","/","/","/","/","/",3396,"3weeks",5.5,0,1905,""]
[null,"CHGT_F400","CHGT","F400","CHGT_F400/4-900-3-7,5 kW IE3",4,4,0,"900-3","7,5 kW","IE3","/","/","/","/","/",3884,"4weeks",7.5,0,5800,""]
[null,"CHGT_F300","CHGT","F300","CHGT_F300/4-900-6-11 kW IE3",4,4,0,"900-6","11 kW","IE3","/","/","/","/","/",4377,"4weeks",11,0,5857,""]
[null,"CHGT_F300","CHGT","F300","CHGT_F300/4-900-6-3 kW STANDARD",4,4,0,"900-6","3 kW","STANDARD","/","/","/","/","/",2681,"3weeks",3,0,1861,""]
[null,"CHGT_F300","CHGT","F300","CHGT_F300/4-900-6-4 kW IE3",4,4,0,"900-6","4 kW","IE3","/","/","/","/","/",2930,"to be confirmed",4,0,5945,""]
[null,"CHGT_F400","CHGT","F400","CHGT_F400/4-900-6-4 kW IE3",4,4,0,"900-6","4 kW","IE3","/","/","/","/","/",3375,"to be confirmed",4,0,6304,""]
[null,"CHGT_F300","CHGT","F300","CHGT_F300/4-900-6-5,5 kW STANDARD",4,4,0,"900-6","5,5 kW","STANDARD","/","/","/","/","/",3077,"3weeks",5.5,0,1863,""]
[null,"CHGT_F400","CHGT","F400","CHGT_F400/4-900-6-5,5 kW IE3",4,4,0,"900-6","5,5 kW","IE3","/","/","/","/","/",3659,"to be confirmed",5.5,0,6028,""]
[null,"CHGT_F400","CHGT","F400","CHGT_F400/4-900-6-7,5 kW IE3",4,4,0,"900-6","7,5 kW","IE3","/","/","/","/","/",3988,"4weeks",7.5,0,5800,""]
[null,"CHGT_F400","CHGT","F400","CHGT_F400/4-900-9-11 kW STANDARD",4,4,0,"900-9","11 kW","STANDARD","/","/","/","/","/",4688,"3weeks",11,0,1908,""]
[null,"CHGT_F300","CHGT","F300","CHGT_F300/4-900-9-15 kW IE3",4,4,0,"900-9","15 kW","IE3","/","/","/","/","/",4710,"4weeks",15,0,6239,""]
[null,"CHGT_F300","CHGT","F300","CHGT_F300/4-900-9-5,5 kW IE3",4,4,0,"900-9","5,5 kW","IE3","/","/","/","/","/",3326,"to be confirmed",5.5,0,5987,""]
[null,"CHGT_F300","CHGT","F300","CHGT_F300/4-900-9-7,5 kW STANDARD",4,4,0,"900-9","7,5 kW","STANDARD","/","/","/","/","/",3416,"3weeks",7.5,0,1864,""]
[null,"CHGT_F400","CHGT","F400","CHGT_F400/4-900-9-7,5 kW STANDARD",4,4,0,"900-9","7,5 kW","STANDARD","/","/","/","/","/",3919,"3weeks",7.5,0,1906,""]
[null,"CHGT_F300","CHGT","F300","CHGT_F300/6_12-1000-3-1,1/0,18 kW STANDARD","6_12",6,12,"1000-3","1,1/0,18 kW","STANDARD","/","/","/","/","/",2783,"3weeks",1.1000000000000001,0.18,2078,""]
[null,"CHGT_F400","CHGT","F400","CHGT_F400/6_12-1000-3-1,5/0,25 kW STANDARD","6_12",6,12,"1000-3","1,5/0,25 kW","STANDARD","/","/","/","/","/",3636,"to be confirmed",1.5,0.25,2133,""]
[null,"CHGT_F300","CHGT","F300","CHGT_F300/6_12-1000-3-3/0,55 kW STANDARD","6_12",6,12,"1000-3","3/0,55 kW","STANDARD","/","/","/","/","/",3478,"5weeks",3,0.55000000000000004,2081,""]
[null,"CHGT_F300","CHGT","F300","CHGT_F300/6_12-1000-6-1,1/0,18 kW STANDARD","6_12",6,12,"1000-6","1,1/0,18 kW","STANDARD","/","/","/","/","/",2891,"3weeks",1.1000000000000001,0.18,2078,""]
[null,"CHGT_F400","CHGT","F400","CHGT_F400/6_12-1000-6-1,5/0,25 kW STANDARD","6_12",6,12,"1000-6","1,5/0,25 kW","STANDARD","/","/","/","/","/",3744,"to be confirmed",1.5,0.25,2133,""]
[null,"CHGT_F300","CHGT","F300","CHGT_F300/6_12-1000-6-3/0,55 kW STANDARD","6_12",6,12,"1000-6","3/0,55 kW","STANDARD","/","/","/","/","/",3585,"5weeks",3,0.55000000000000004,2081,""]
[null,"CHGT_F300","CHGT","F300","CHGT_F300/6_12-1000-6-6/1,2 kW STANDARD","6_12",6,12,"1000-6","6/1,2 kW","STANDARD","/","/","/","/","/",4639,"5weeks",6,1.2,2083,""]
[null,"CHGT_F400","CHGT","F400","CHGT_F400/6_12-1000-9-1,5/0,25 kW STANDARD","6_12",6,12,"1000-9","1,5/0,25 kW","STANDARD","/","/","/","/","/",3843,"to be confirmed",1.5,0.25,2133,""]
[null,"CHGT_F300","CHGT","F300","CHGT_F300/6_12-1000-9-2,2/0,37 kW STANDARD","6_12",6,12,"1000-9","2,2/0,37 kW","STANDARD","/","/","/","/","/",3210,"5weeks",2.2000000000000002,0.37,2080,""]
[null,"CHGT_F400","CHGT","F400","CHGT_F400/6_12-1000-9-3/0,55 kW STANDARD","6_12",6,12,"1000-9","3/0,55 kW","STANDARD","/","/","/","/","/",4842,"to be confirmed",3,0.55000000000000004,2135,""]
[null,"CHGT_F300","CHGT","F300","CHGT_F300/6_12-1000-9-6/1,2 kW STANDARD","6_12",6,12,"1000-9","6/1,2 kW","STANDARD","/","/","/","/","/",4739,"5weeks",6,1.2,2083,""]
[null,"CHGT_F400","CHGT","F400","CHGT_F400/6_12-1250-3-1,5/0,25 kW STANDARD","6_12",6,12,"1250-3","1,5/0,25 kW","STANDARD","/","/","/","/","/",4682,"to be confirmed",1.5,0.25,2133,""]
[null,"CHGT_F400","CHGT","F400","CHGT_F400/6_12-1250-3-2,2/0,37 kW STANDARD","6_12",6,12,"1250-3","2,2/0,37 kW","STANDARD","/","/","/","/","/",4819,"4weeks",2.2000000000000002,0.37,2134,""]
[null,"CHGT_F400","CHGT","F400","CHGT_F400/6_12-1250-3-4/0,65 kW STANDARD","6_12",6,12,"1250-3","4/0,65 kW","STANDARD","/","/","/","/","/",6222,"to be confirmed",4,0.65,2136,""]
[null,"CHGT_F300","CHGT","F300","CHGT_F300/6_12-1250-3-7,5/1,5 kW STANDARD","6_12",6,12,"1250-3","7,5/1,5 kW","STANDARD","/","/","/","/","/",6230,"5weeks",7.5,1.5,2084,""]
[null,"CHGT_F400","CHGT","F400","CHGT_F400/6_12-1250-6-12/2,4 kW STANDARD","6_12",6,12,"1250-6","12/2,4 kW","STANDARD","/","/","/","/","/",9950,"to be confirmed",12,2.4,2139,""]
[null,"CHGT_F300","CHGT","F300","CHGT_F300/6_12-1250-6-17/4,3 kW STANDARD","6_12",6,12,"1250-6","17/4,3 kW","STANDARD","/","/","/","/","/",8754,"3weeks",17,4.3,2086,""]
[null,"CHGT_F400","CHGT","F400","CHGT_F400/6_12-1250-6-3/0,55 kW STANDARD","6_12",6,12,"1250-6","3/0,55 kW","STANDARD","/","/","/","/","/",5793,"to be confirmed",3,0.55000000000000004,2135,""]
[null,"CHGT_F300","CHGT","F300","CHGT_F300/6_12-1250-6-6/1,2 kW STANDARD","6_12",6,12,"1250-6","6/1,2 kW","STANDARD","/","/","/","/","/",5690,"5weeks",6,1.2,2083,""]
[null,"CHGT_F300","CHGT","F300","CHGT_F300/6_12-1250-9-12/2,4 kW STANDARD","6_12",6,12,"1250-9","12/2,4 kW","STANDARD","/","/","/","/","/",7515,"3weeks",12,2.4,2085,""]
[null,"CHGT_F400","CHGT","F400","CHGT_F400/6_12-1250-9-17/4,3 kW STANDARD","6_12",6,12,"1250-9","17/4,3 kW","STANDARD","/","/","/","/","/",13224,"to be confirmed",17,4.3,2140,""]
[null,"CHGT_F400","CHGT","F400","CHGT_F400/6_12-1250-9-28/6,5 kW STANDARD","6_12",6,12,"1250-9","28/6,5 kW","STANDARD","/","/","/","/","/",16813,"to be confirmed",28,6.5,2142,""]
[null,"CHGT_F300","CHGT","F300","CHGT_F300/6_12-1250-9-6/1,2 kW STANDARD","6_12",6,12,"1250-9","6/1,2 kW","STANDARD","/","/","/","/","/",5858,"5weeks",6,1.2,2083,""]
[null,"CHGT_F400","CHGT","F400","CHGT_F400/6_12-1250-9-7,5/1,5 kW STANDARD","6_12",6,12,"1250-9","7,5/1,5 kW","STANDARD","/","/","/","/","/",8886,"to be confirmed",7.5,1.5,2138,""]
[null,"CHGT_F300","CHGT","F300","CHGT_F300/6_12-560-6-0,55/0,09 kW STANDARD","6_12",6,12,"560-6","0,55/0,09 kW","STANDARD","/","/","/","/","/",1463,"3weeks",0.55000000000000004,0.09,2076,""]
[null,"CHGT_F400","CHGT","F400","CHGT_F400/6_12-630-6-0,55/0,09 kW STANDARD","6_12",6,12,"630-6","0,55/0,09 kW","STANDARD","/","/","/","/","/",2126,"to be confirmed",0.55000000000000004,0.09,2130,""]
[null,"CHGT_F300","CHGT","F300","CHGT_F300/6_12-710-3-0,75/0,12 kW STANDARD","6_12",6,12,"710-3","0,75/0,12 kW","STANDARD","/","/","/","/","/",1585,"3weeks",0.75,0.12,2077,""]
[null,"CHGT_F400","CHGT","F400","CHGT_F400/6_12-710-5-1,1/0,18 kW STANDARD","6_12",6,12,"710-5","1,1/0,18 kW","STANDARD","/","/","/","/","/",2529,"4weeks",1.1000000000000001,0.18,2132,""]
[null,"CHGT_F300","CHGT","F300","CHGT_F300/6_12-710-6-1,1/0,18 kW STANDARD","6_12",6,12,"710-6","1,1/0,18 kW","STANDARD","/","/","/","/","/",1804,"3weeks",1.1000000000000001,0.18,2078,""]
[null,"CHGT_F300","CHGT","F300","CHGT_F300/6_12-800-3-0,55/0,09 kW STANDARD","6_12",6,12,"800-3","0,55/0,09 kW","STANDARD","/","/","/","/","/",1818,"3weeks",0.55000000000000004,0.09,2076,""]
[null,"CHGT_F400","CHGT","F400","CHGT_F400/6_12-800-3-0,75/0,12 kW STANDARD","6_12",6,12,"800-3","0,75/0,12 kW","STANDARD","/","/","/","/","/",2449,"to be confirmed",0.75,0.12,2131,""]
[null,"CHGT_F400","CHGT","F400","CHGT_F400/6_12-800-3-1,5/0,25 kW STANDARD","6_12",6,12,"800-3","1,5/0,25 kW","STANDARD","/","/","/","/","/",2805,"to be confirmed",1.5,0.25,2133,""]
[null,"CHGT_F300","CHGT","F300","CHGT_F300/6_12-800-6-0,55/0,09 kW STANDARD","6_12",6,12,"800-6","0,55/0,09 kW","STANDARD","/","/","/","/","/",1922,"3weeks",0.55000000000000004,0.09,2076,""]
[null,"CHGT_F400","CHGT","F400","CHGT_F400/6_12-800-6-0,75/0,12 kW STANDARD","6_12",6,12,"800-6","0,75/0,12 kW","STANDARD","/","/","/","/","/",2553,"to be confirmed",0.75,0.12,2131,""]
[null,"CHGT_F400","CHGT","F400","CHGT_F400/6_12-800-6-1,5/0,25 kW STANDARD","6_12",6,12,"800-6","1,5/0,25 kW","STANDARD","/","/","/","/","/",2909,"to be confirmed",1.5,0.25,2133,""]
[null,"CHGT_F300","CHGT","F300","CHGT_F300/6_12-800-9-0,75/0,12 kW STANDARD","6_12",6,12,"800-9","0,75/0,12 kW","STANDARD","/","/","/","/","/",2065,"3weeks",0.75,0.12,2077,""]
[null,"CHGT_F400","CHGT","F400","CHGT_F400/6_12-800-9-1,1/0,18 kW STANDARD","6_12",6,12,"800-9","1,1/0,18 kW","STANDARD","/","/","/","/","/",2916,"4weeks",1.1000000000000001,0.18,2132,""]
[null,"CHGT_F400","CHGT","F400","CHGT_F400/6_12-800-9-2,2/0,37 kW STANDARD","6_12",6,12,"800-9","2,2/0,37 kW","STANDARD","/","/","/","/","/",3169,"4weeks",2.2000000000000002,0.37,2134,""]
[null,"CHGT_F300","CHGT","F300","CHGT_F300/6_12-900-3-1,1/0,18 kW STANDARD","6_12",6,12,"900-3","1,1/0,18 kW","STANDARD","/","/","/","/","/",2504,"3weeks",1.1000000000000001,0.18,2078,""]
[null,"CHGT_F400","CHGT","F400","CHGT_F400/6_12-900-3-1,5/0,25 kW STANDARD","6_12",6,12,"900-3","1,5/0,25 kW","STANDARD","/","/","/","/","/",3356,"to be confirmed",1.5,0.25,2133,""]
[null,"CHGT_F300","CHGT","F300","CHGT_F300/6_12-900-6-1,1/0,18 kW STANDARD","6_12",6,12,"900-6","1,1/0,18 kW","STANDARD","/","/","/","/","/",2608,"3weeks",1.1000000000000001,0.18,2078,""]
[null,"CHGT_F400","CHGT","F400","CHGT_F400/6_12-900-6-1,5/0,25 kW STANDARD","6_12",6,12,"900-6","1,5/0,25 kW","STANDARD","/","/","/","/","/",3460,"to be confirmed",1.5,0.25,2133,""]
[null,"CHGT_F400","CHGT","F400","CHGT_F400/6_12-900-6-3/0,55 kW STANDARD","6_12",6,12,"900-6","3/0,55 kW","STANDARD","/","/","/","/","/",4459,"to be confirmed",3,0.55000000000000004,2135,""]
[null,"CHGT_F300","CHGT","F300","CHGT_F300/6_12-900-9-1,5/0,25 kW STANDARD","6_12",6,12,"900-9","1,5/0,25 kW","STANDARD","/","/","/","/","/",2788,"5weeks",1.5,0.25,2079,""]
[null,"CHGT_F400","CHGT","F400","CHGT_F400/6_12-900-9-2,2/0,37 kW STANDARD","6_12",6,12,"900-9","2,2/0,37 kW","STANDARD","/","/","/","/","/",3716,"4weeks",2.2000000000000002,0.37,2134,""]
[null,"CHGT_F300","CHGT","F300","CHGT_F300/6-1000-3-1,5 kW STANDARD",6,6,0,"1000-3","1,5 kW","STANDARD","/","/","/","/","/",2747,"to be confirmed",1.5,0,1876,""]
[null,"CHGT_F300","CHGT","F300","CHGT_F300/6-1000-3-2,2 kW STANDARD",6,6,0,"1000-3","2,2 kW","STANDARD","/","/","/","/","/",2867,"to be confirmed",2.2000000000000002,0,1877,""]
[null,"CHGT_F300","CHGT","F300","CHGT_F300/6-1000-3-2,2 kW IE3",6,6,0,"1000-3","2,2 kW","IE3","/","/","/","/","/",2954,"to be confirmed",2.2000000000000002,0,6181,""]
[null,"CHGT_F300","CHGT","F300","CHGT_F300/6-1000-3-3 kW IE3",6,6,0,"1000-3","3 kW","IE3","/","/","/","/","/",3300,"to be confirmed",3,0,5884,""]
[null,"CHGT_F400","CHGT","F400","CHGT_F400/6-1000-3-3 kW IE3",6,6,0,"1000-3","3 kW","IE3","/","/","/","/","/",3833,"to be confirmed",3,0,5841,""]
[null,"CHGT_F400","CHGT","F400","CHGT_F400/6-1000-3-4 kW STANDARD",6,6,0,"1000-3","4 kW","STANDARD","/","/","/","/","/",3888,"4weeks",4,0,1921,""]
[null,"CHGT_F400","CHGT","F400","CHGT_F400/6-1000-6-1,5 kW STANDARD",6,6,0,"1000-6","1,5 kW","STANDARD","/","/","/","/","/",3399,"3weeks",1.5,0,1918,""]
[null,"CHGT_F300","CHGT","F300","CHGT_F300/6-1000-6-2,2 kW IE3",6,6,0,"1000-6","2,2 kW","IE3","/","/","/","/","/",3061,"to be confirmed",2.2000000000000002,0,6181,""]
[null,"CHGT_F300","CHGT","F300","CHGT_F300/6-1000-6-3 kW IE3",6,6,0,"1000-6","3 kW","IE3","/","/","/","/","/",3407,"to be confirmed",3,0,5884,""]
[null,"CHGT_F300","CHGT","F300","CHGT_F300/6-1000-6-4 kW IE3",6,6,0,"1000-6","4 kW","IE3","/","/","/","/","/",3570,"to be confirmed",4,0,6154,""]
[null,"CHGT_F300","CHGT","F300","CHGT_F300/6-1000-6-4 kW STANDARD",6,6,0,"1000-6","4 kW","STANDARD","/","/","/","/","/",3434,"to be confirmed",4,0,1879,""]
[null,"CHGT_F300","CHGT","F300","CHGT_F300/6-1000-6-5,5 kW STANDARD",6,6,0,"1000-6","5,5 kW","STANDARD","/","/","/","/","/",3693,"to be confirmed",5.5,0,1880,""]
[null,"CHGT_F300","CHGT","F300","CHGT_F300/6-1000-9-2,2 kW IE3",6,6,0,"1000-9","2,2 kW","IE3","/","/","/","/","/",3161,"to be confirmed",2.2000000000000002,0,6181,""]
[null,"CHGT_F300","CHGT","F300","CHGT_F300/6-1000-9-3 kW IE3",6,6,0,"1000-9","3 kW","IE3","/","/","/","/","/",3506,"to be confirmed",3,0,5884,""]
[null,"CHGT_F300","CHGT","F300","CHGT_F300/6-1000-9-4 kW IE3",6,6,0,"1000-9","4 kW","IE3","/","/","/","/","/",3670,"to be confirmed",4,0,6154,""]
[null,"CHGT_F400","CHGT","F400","CHGT_F400/6-1000-9-4 kW STANDARD",6,6,0,"1000-9","4 kW","STANDARD","/","/","/","/","/",4095,"4weeks",4,0,1921,""]
[null,"CHGT_F300","CHGT","F300","CHGT_F300/6-1000-9-7,5 kW STANDARD",6,6,0,"1000-9","7,5 kW","STANDARD","/","/","/","/","/",4458,"to be confirmed",7.5,0,1881,""]
[null,"CHGT_F300","CHGT","F300","CHGT_F300/6-1250-3-11 kW IE3",6,6,0,"1250-3","11 kW","IE3","/","/","/","/","/",6274,"to be confirmed",11,0,6195,""]
[null,"CHGT_F300","CHGT","F300","CHGT_F300/6-1250-3-11 kW STANDARD",6,6,0,"1250-3","11 kW","STANDARD","/","/","/","/","/",5989,"to be confirmed",11,0,1883,""]
[null,"CHGT_F400","CHGT","F400","CHGT_F400/6-1250-3-2,2 kW IE3",6,6,0,"1250-3","2,2 kW","IE3","/","/","/","/","/",4522,"to be confirmed",2.2000000000000002,0,6150,""]
[null,"CHGT_F300","CHGT","F300","CHGT_F300/6-1250-3-3 kW IE3",6,6,0,"1250-3","3 kW","IE3","/","/","/","/","/",4345,"to be confirmed",3,0,5884,""]
[null,"CHGT_F300","CHGT","F300","CHGT_F300/6-1250-3-4 kW STANDARD",6,6,0,"1250-3","4 kW","STANDARD","/","/","/","/","/",4373,"to be confirmed",4,0,1879,""]
[null,"CHGT_F300","CHGT","F300","CHGT_F300/6-1250-3-5,5 kW STANDARD",6,6,0,"1250-3","5,5 kW","STANDARD","/","/","/","/","/",4633,"to be confirmed",5.5,0,1880,""]
[null,"CHGT_F400","CHGT","F400","CHGT_F400/6-1250-3-7,5 kW STANDARD",6,6,0,"1250-3","7,5 kW","STANDARD","/","/","/","/","/",5764,"4weeks",7.5,0,1923,""]
[null,"CHGT_F300","CHGT","F300","CHGT_F300/6-1250-6-11 kW IE3",6,6,0,"1250-6","11 kW","IE3","/","/","/","/","/",6387,"to be confirmed",11,0,6195,""]
[null,"CHGT_F300","CHGT","F300","CHGT_F300/6-1250-6-15 kW STANDARD",6,6,0,"1250-6","15 kW","STANDARD","/","/","/","/","/",6874,"to be confirmed",15,0,1884,""]
[null,"CHGT_F300","CHGT","F300","CHGT_F300/6-1250-6-15 kW IE3",6,6,0,"1250-6","15 kW","IE3","/","/","/","/","/",7237,"to be confirmed",15,0,5808,""]
[null,"CHGT_F300","CHGT","F300","CHGT_F300/6-1250-6-4 kW STANDARD",6,6,0,"1250-6","4 kW","STANDARD","/","/","/","/","/",4484,"to be confirmed",4,0,1879,""]
[null,"CHGT_F400","CHGT","F400","CHGT_F400/6-1250-6-4 kW STANDARD",6,6,0,"1250-6","4 kW","STANDARD","/","/","/","/","/",5047,"4weeks",4,0,1921,""]
[null,"CHGT_F300","CHGT","F300","CHGT_F300/6-1250-6-7,5 kW IE3",6,6,0,"1250-6","7,5 kW","IE3","/","/","/","/","/",5624,"to be confirmed",7.5,0,6164,""]
[null,"CHGT_F300","CHGT","F300","CHGT_F300/6-1250-9-11 kW IE3",6,6,0,"1250-9","11 kW","IE3","/","/","/","/","/",6555,"to be confirmed",11,0,6195,""]
[null,"CHGT_F300","CHGT","F300","CHGT_F300/6-1250-9-15 kW STANDARD",6,6,0,"1250-9","15 kW","STANDARD","/","/","/","/","/",7042,"to be confirmed",15,0,1884,""]
[null,"CHGT_F400","CHGT","F400","CHGT_F400/6-1250-9-15 kW STANDARD",6,6,0,"1250-9","15 kW","STANDARD","/","/","/","/","/",8045,"4weeks",15,0,1926,""]
[null,"CHGT_F400","CHGT","F400","CHGT_F400/6-1250-9-18,5 kW STANDARD",6,6,0,"1250-9","18,5 kW","STANDARD","/","/","/","/","/",9537,"to be confirmed",18.5,0,1927,""]
[null,"CHGT_F400","CHGT","F400","CHGT_F400/6-1250-9-18,5 kW IE3",6,6,0,"1250-9","18,5 kW","IE3","/","/","/","/","/",10089,"to be confirmed",18.5,0,6006,""]
[null,"CHGT_F400","CHGT","F400","CHGT_F400/6-1250-9-22 kW IE3",6,6,0,"1250-9","22 kW","IE3","/","/","/","/","/",10508,"to be confirmed",22,0,5899,""]
[null,"CHGT_F300","CHGT","F300","CHGT_F300/6-1250-9-7,5 kW STANDARD",6,6,0,"1250-9","7,5 kW","STANDARD","/","/","/","/","/",5576,"to be confirmed",7.5,0,1881,""]
[null,"CHGT_F400","CHGT","F400","CHGT_F400/6-1250-9-7,5 kW STANDARD",6,6,0,"1250-9","7,5 kW","STANDARD","/","/","/","/","/",6044,"4weeks",7.5,0,1923,""]
[null,"CHGT_F400","CHGT","F400","CHGT_F400/6-560-6-0,55 kW STANDARD",6,6,0,"560-6","0,55 kW","STANDARD","/","/","/","/","/",1711,"3weeks",0.55000000000000004,0,1915,""]
[null,"CHGT_F400","CHGT","F400","CHGT_F400/6-630-6-0,55 kW STANDARD",6,6,0,"630-6","0,55 kW","STANDARD","/","/","/","/","/",1791,"3weeks",0.55000000000000004,0,6159,""]
[null,"CHGT_F300","CHGT","F300","CHGT_F300/6-630-6-0,75 kW STANDARD",6,6,0,"630-6","0,75 kW","STANDARD","/","/","/","/","/",1480,"to be confirmed",0.75,0,1874,""]
[null,"CHGT_F300","CHGT","F300","CHGT_F300/6-630-6-1,1 kW STANDARD",6,6,0,"630-6","1,1 kW","STANDARD","/","/","/","/","/",1509,"to be confirmed",1.1000000000000001,0,1875,""]
[null,"CHGT_F300","CHGT","F300","CHGT_F300/6-630-6-1,1 kW IE3",6,6,0,"630-6","1,1 kW","IE3","/","/","/","/","/",1568,"to be confirmed",1.1000000000000001,0,6165,""]
[null,"CHGT_F300","CHGT","F300","CHGT_F300/6-710-3-0,75 kW STANDARD",6,6,0,"710-3","0,75 kW","STANDARD","/","/","/","/","/",1503,"to be confirmed",0.75,0,1874,""]
[null,"CHGT_F400","CHGT","F400","CHGT_F400/6-710-5-1,1 kW STANDARD",6,6,0,"710-5","1,1 kW","STANDARD","/","/","/","/","/",2003,"3weeks",1.1000000000000001,0,1917,""]
[null,"CHGT_F300","CHGT","F300","CHGT_F300/6-710-6-0,55 kW STANDARD",6,6,0,"710-6","0,55 kW","STANDARD","/","/","/","/","/",1511,"to be confirmed",0.55000000000000004,0,1873,""]
[null,"CHGT_F300","CHGT","F300","CHGT_F300/6-710-6-1,1 kW STANDARD",6,6,0,"710-6","1,1 kW","STANDARD","/","/","/","/","/",1637,"to be confirmed",1.1000000000000001,0,1875,""]
[null,"CHGT_F400","CHGT","F400","CHGT_F400/6-710-7-1,1 kW STANDARD",6,6,0,"710-7","1,1 kW","STANDARD","/","/","/","/","/",2083,"3weeks",1.1000000000000001,0,1917,""]
[null,"CHGT_F300","CHGT","F300","CHGT_F300/6-800-3-0,75 kW IE3",6,6,0,"800-3","0,75 kW","IE3","/","/","/","/","/",1811,"to be confirmed",0.75,0,5946,""]
[null,"CHGT_F300","CHGT","F300","CHGT_F300/6-800-3-1,1 kW IE3",6,6,0,"800-3","1,1 kW","IE3","/","/","/","/","/",1843,"to be confirmed",1.1000000000000001,0,6165,""]
[null,"CHGT_F300","CHGT","F300","CHGT_F300/6-800-3-1,1 kW STANDARD",6,6,0,"800-3","1,1 kW","STANDARD","/","/","/","/","/",1785,"to be confirmed",1.1000000000000001,0,1875,""]
[null,"CHGT_F300","CHGT","F300","CHGT_F300/6-800-3-1,5 kW STANDARD",6,6,0,"800-3","1,5 kW","STANDARD","/","/","/","/","/",1917,"to be confirmed",1.5,0,1876,""]
[null,"CHGT_F300","CHGT","F300","CHGT_F300/6-800-6-0,75 kW IE3",6,6,0,"800-6","0,75 kW","IE3","/","/","/","/","/",1915,"to be confirmed",0.75,0,5946,""]
[null,"CHGT_F400","CHGT","F400","CHGT_F400/6-800-6-0,75 kW STANDARD",6,6,0,"800-6","0,75 kW","STANDARD","/","/","/","/","/",2224,"4weeks",0.75,0,1916,""]
[null,"CHGT_F400","CHGT","F400","CHGT_F400/6-800-6-1,1 kW IE3",6,6,0,"800-6","1,1 kW","IE3","/","/","/","/","/",2358,"to be confirmed",1.1000000000000001,0,5897,""]
[null,"CHGT_F400","CHGT","F400","CHGT_F400/6-800-6-1,5 kW STANDARD",6,6,0,"800-6","1,5 kW","STANDARD","/","/","/","/","/",2564,"3weeks",1.5,0,1918,""]
[null,"CHGT_F300","CHGT","F300","CHGT_F300/6-800-6-2,2 kW IE3",6,6,0,"800-6","2,2 kW","IE3","/","/","/","/","/",2226,"to be confirmed",2.2000000000000002,0,6181,""]
[null,"CHGT_F400","CHGT","F400","CHGT_F400/6-800-6-2,2 kW IE3",6,6,0,"800-6","2,2 kW","IE3","/","/","/","/","/",2748,"to be confirmed",2.2000000000000002,0,6150,""]
[null,"CHGT_F300","CHGT","F300","CHGT_F300/6-800-9-0,75 kW IE3",6,6,0,"800-9","0,75 kW","IE3","/","/","/","/","/",2039,"to be confirmed",0.75,0,5946,""]
[null,"CHGT_F300","CHGT","F300","CHGT_F300/6-800-9-1,1 kW STANDARD",6,6,0,"800-9","1,1 kW","STANDARD","/","/","/","/","/",2012,"to be confirmed",1.1000000000000001,0,1875,""]
[null,"CHGT_F300","CHGT","F300","CHGT_F300/6-800-9-1,5 kW STANDARD",6,6,0,"800-9","1,5 kW","STANDARD","/","/","/","/","/",2144,"to be confirmed",1.5,0,1876,""]
[null,"CHGT_F400","CHGT","F400","CHGT_F400/6-800-9-1,5 kW IE3",6,6,0,"800-9","1,5 kW","IE3","/","/","/","/","/",2808,"to be confirmed",1.5,0,6034,""]
[null,"CHGT_F400","CHGT","F400","CHGT_F400/6-800-9-2,2 kW STANDARD",6,6,0,"800-9","2,2 kW","STANDARD","/","/","/","/","/",2746,"3weeks",2.2000000000000002,0,1919,""]
[null,"CHGT_F400","CHGT","F400","CHGT_F400/6-800-9-3 kW STANDARD",6,6,0,"800-9","3 kW","STANDARD","/","/","/","/","/",3071,"4weeks",3,0,1920,""]
[null,"CHGT_F300","CHGT","F300","CHGT_F300/6-900-3-1,5 kW IE3",6,6,0,"900-3","1,5 kW","IE3","/","/","/","/","/",2540,"to be confirmed",1.5,0,5901,""]
[null,"CHGT_F400","CHGT","F400","CHGT_F400/6-900-3-1,5 kW IE3",6,6,0,"900-3","1,5 kW","IE3","/","/","/","/","/",3132,"to be confirmed",1.5,0,6034,""]
[null,"CHGT_F300","CHGT","F300","CHGT_F300/6-900-3-2,2 kW STANDARD",6,6,0,"900-3","2,2 kW","STANDARD","/","/","/","/","/",2588,"to be confirmed",2.2000000000000002,0,1877,""]
[null,"CHGT_F300","CHGT","F300","CHGT_F300/6-900-6-1,5 kW STANDARD",6,6,0,"900-6","1,5 kW","STANDARD","/","/","/","/","/",2571,"to be confirmed",1.5,0,1876,""]
[null,"CHGT_F300","CHGT","F300","CHGT_F300/6-900-6-2,2 kW STANDARD",6,6,0,"900-6","2,2 kW","STANDARD","/","/","/","/","/",2692,"to be confirmed",2.2000000000000002,0,1877,""]
[null,"CHGT_F400","CHGT","F400","CHGT_F400/6-900-6-2,2 kW IE3",6,6,0,"900-6","2,2 kW","IE3","/","/","/","/","/",3300,"to be confirmed",2.2000000000000002,0,6150,""]
[null,"CHGT_F400","CHGT","F400","CHGT_F400/6-900-6-3 kW STANDARD",6,6,0,"900-6","3 kW","STANDARD","/","/","/","/","/",3498,"4weeks",3,0,1920,""]
[null,"CHGT_F400","CHGT","F400","CHGT_F400/6-900-9-1,5 kW IE3",6,6,0,"900-9","1,5 kW","IE3","/","/","/","/","/",3356,"to be confirmed",1.5,0,6034,""]
[null,"CHGT_F300","CHGT","F300","CHGT_F300/6-900-9-2,2 kW STANDARD",6,6,0,"900-9","2,2 kW","STANDARD","/","/","/","/","/",2811,"to be confirmed",2.2000000000000002,0,1877,""]
[null,"CHGT_F400","CHGT","F400","CHGT_F400/6-900-9-2,2 kW STANDARD",6,6,0,"900-9","2,2 kW","STANDARD","/","/","/","/","/",3293,"3weeks",2.2000000000000002,0,1919,""]
[null,"CHGT_F300","CHGT","F300","CHGT_F300/6-900-9-3 kW IE3",6,6,0,"900-9","3 kW","IE3","/","/","/","/","/",3243,"to be confirmed",3,0,5884,""]
[null,"CHGT_F300","CHGT","F300","CHGT_F300/6-900-9-5,5 kW STANDARD",6,6,0,"900-9","5,5 kW","STANDARD","/","/","/","/","/",3530,"to be confirmed",5.5,0,1880,""]
[null,"HGHT_V_F300","HGHT_V","F300","HGHT_V_F300/4_6-1000-3-14/4,5 kW STANDARD","4_6",4,6,"1000-3","14/4,5 kW","STANDARD","/","/","/","/","/",7425,"to be confirmed",14,4.5,2070,""]
[null,"HGHT_V_F400","HGHT_V","F400","HGHT_V_F400/4_6-1000-3-2,2/0,7 kW STANDARD","4_6",4,6,"1000-3","2,2/0,7 kW","STANDARD","/","/","/","/","/",6088,"5weeks",2.2000000000000002,0.7,2119,""]
[null,"HGHT_V_F400","HGHT_V","F400","HGHT_V_F400/4_6-1000-3-4,5/1,5 kW STANDARD","4_6",4,6,"1000-3","4,5/1,5 kW","STANDARD","/","/","/","/","/",6787,"5weeks",4.5,1.5,2121,""]
[null,"HGHT_V_F300","HGHT_V","F300","HGHT_V_F300/4_6-1000-6-10/3,3 kW STANDARD","4_6",4,6,"1000-6","10/3,3 kW","STANDARD","/","/","/","/","/",7264,"5weeks",10,3.3,2069,""]
[null,"HGHT_V_F400","HGHT_V","F400","HGHT_V_F400/4_6-1000-6-14/4,5 kW STANDARD","4_6",4,6,"1000-6","14/4,5 kW","STANDARD","/","/","/","/","/",9242,"5weeks",14,4.5,2124,""]
[null,"HGHT_V_F300","HGHT_V","F300","HGHT_V_F300/4_6-1000-6-16/6,5 kW STANDARD","4_6",4,6,"1000-6","16/6,5 kW","STANDARD","/","/","/","/","/",8411,"to be confirmed",16,6.5,2071,""]
[null,"HGHT_V_F400","HGHT_V","F400","HGHT_V_F400/4_6-1000-6-20/8,5 kW STANDARD","4_6",4,6,"1000-6","20/8,5 kW","STANDARD","/","/","/","/","/",10518,"5weeks",20,8.5,2126,""]
[null,"HGHT_V_F300","HGHT_V","F300","HGHT_V_F300/4_6-1000-6-6/2,2 kW STANDARD","4_6",4,6,"1000-6","6/2,2 kW","STANDARD","/","/","/","/","/",6372,"5weeks",6,2.2000000000000002,2068,""]
[null,"HGHT_V_F300","HGHT_V","F300","HGHT_V_F300/4_6-1000-9-14/4,5 kW STANDARD","4_6",4,6,"1000-9","14/4,5 kW","STANDARD","/","/","/","/","/",7633,"to be confirmed",14,4.5,2070,""]
[null,"HGHT_V_F400","HGHT_V","F400","HGHT_V_F400/4_6-1000-9-16/6,5 kW STANDARD","4_6",4,6,"1000-9","16/6,5 kW","STANDARD","/","/","/","/","/",10428,"5weeks",16,6.5,2125,""]
[null,"HGHT_V_F400","HGHT_V","F400","HGHT_V_F400/4_6-1000-9-6/2,2 kW STANDARD","4_6",4,6,"1000-9","6/2,2 kW","STANDARD","/","/","/","/","/",7403,"5weeks",6,2.2000000000000002,2122,""]
[null,"HGHT_V_F300","HGHT_V","F300","HGHT_V_F300/4_6-1250-3-14/4,5 kW STANDARD","4_6",4,6,"1250-3","14/4,5 kW","STANDARD","/","/","/","/","/",9603,"to be confirmed",14,4.5,2070,""]
[null,"HGHT_V_F400","HGHT_V","F400","HGHT_V_F400/4_6-1250-3-16/6,5 kW STANDARD","4_6",4,6,"1250-3","16/6,5 kW","STANDARD","/","/","/","/","/",12398,"5weeks",16,6.5,2125,""]
[null,"HGHT_V_F300","HGHT_V","F300","HGHT_V_F300/4_6-1250-3-20/8,5 kW STANDARD","4_6",4,6,"1250-3","20/8,5 kW","STANDARD","/","/","/","/","/",10607,"to be confirmed",20,8.5,2072,""]
[null,"HGHT_V_F400","HGHT_V","F400","HGHT_V_F400/4_6-1250-3-26/9 kW STANDARD","4_6",4,6,"1250-3","26/9 kW","STANDARD","/","/","/","/","/",15182,"5weeks",26,9,2127,""]
[null,"HGHT_V_F400","HGHT_V","F400","HGHT_V_F400/4_6-1250-3-6/2,2 kW STANDARD","4_6",4,6,"1250-3","6/2,2 kW","STANDARD","/","/","/","/","/",9373,"5weeks",6,2.2000000000000002,2122,""]
[null,"HGHT_V_F300","HGHT_V","F300","HGHT_V_F300/4_6-1250-6-14/4,5 kW STANDARD","4_6",4,6,"1250-6","14/4,5 kW","STANDARD","/","/","/","/","/",9714,"to be confirmed",14,4.5,2070,""]
[null,"HGHT_V_F300","HGHT_V","F300","HGHT_V_F300/4_6-1250-6-16/6,5 kW STANDARD","4_6",4,6,"1250-6","16/6,5 kW","STANDARD","/","/","/","/","/",10592,"to be confirmed",16,6.5,2071,""]
[null,"HGHT_V_F300","HGHT_V","F300","HGHT_V_F300/4_6-1250-6-26/9 kW STANDARD","4_6",4,6,"1250-6","26/9 kW","STANDARD","/","/","/","/","/",12688,"to be confirmed",26,9,2073,""]
[null,"HGHT_V_F400","HGHT_V","F400","HGHT_V_F400/4_6-1250-6-34/12 kW STANDARD","4_6",4,6,"1250-6","34/12 kW","STANDARD","/","/","/","/","/",18907,"5weeks",34,12,2128,""]
[null,"HGHT_V_F300","HGHT_V","F300","HGHT_V_F300/4_6-1250-9-14/4,5 kW STANDARD","4_6",4,6,"1250-9","14/4,5 kW","STANDARD","/","/","/","/","/",9882,"to be confirmed",14,4.5,2070,""]
[null,"HGHT_V_F400","HGHT_V","F400","HGHT_V_F400/4_6-1250-9-14/4,5 kW STANDARD","4_6",4,6,"1250-9","14/4,5 kW","STANDARD","/","/","/","/","/",11591,"5weeks",14,4.5,2124,""]
[null,"HGHT_V_F300","HGHT_V","F300","HGHT_V_F300/4_6-1250-9-20/8,5 kW STANDARD","4_6",4,6,"1250-9","20/8,5 kW","STANDARD","/","/","/","/","/",10886,"to be confirmed",20,8.5,2072,""]
[null,"HGHT_V_F300","HGHT_V","F300","HGHT_V_F300/4_6-1250-9-34/12 kW STANDARD","4_6",4,6,"1250-9","34/12 kW","STANDARD","/","/","/","/","/",15161,"to be confirmed",34,12,2074,""]
[null,"HGHT_V_F400","HGHT_V","F400","HGHT_V_F400/4_6-1250-9-40/14 kW STANDARD","4_6",4,6,"1250-9","40/14 kW","STANDARD","/","/","/","/","/",20109,"to be confirmed",40,14,2129,""]
[null,"HGHT_V_F300","HGHT_V","F300","HGHT_V_F300/4_6-800-3-1,5/0,37 kW STANDARD","4_6",4,6,"800-3","1,5/0,37 kW","STANDARD","/","/","/","/","/",4008,"to be confirmed",1.5,0.37,2064,""]
[null,"HGHT_V_F300","HGHT_V","F300","HGHT_V_F300/4_6-800-3-3/1 kW STANDARD","4_6",4,6,"800-3","3/1 kW","STANDARD","/","/","/","/","/",4496,"to be confirmed",3,1,2066,""]
[null,"HGHT_V_F400","HGHT_V","F400","HGHT_V_F400/4_6-800-3-4,5/1,5 kW STANDARD","4_6",4,6,"800-3","4,5/1,5 kW","STANDARD","/","/","/","/","/",5596,"5weeks",4.5,1.5,2121,""]
[null,"HGHT_V_F300","HGHT_V","F300","HGHT_V_F300/4_6-800-6-1,5/0,37 kW STANDARD","4_6",4,6,"800-6","1,5/0,37 kW","STANDARD","/","/","/","/","/",4112,"to be confirmed",1.5,0.37,2064,""]
[null,"HGHT_V_F400","HGHT_V","F400","HGHT_V_F400/4_6-800-6-1,5/0,37 kW STANDARD","4_6",4,6,"800-6","1,5/0,37 kW","STANDARD","/","/","/","/","/",4575,"5weeks",1.5,0.37,2118,""]
[null,"HGHT_V_F300","HGHT_V","F300","HGHT_V_F300/4_6-800-6-3/1 kW STANDARD","4_6",4,6,"800-6","3/1 kW","STANDARD","/","/","/","/","/",4599,"to be confirmed",3,1,2066,""]
[null,"HGHT_V_F300","HGHT_V","F300","HGHT_V_F300/4_6-800-6-6/2,2 kW STANDARD","4_6",4,6,"800-6","6/2,2 kW","STANDARD","/","/","/","/","/",5178,"5weeks",6,2.2000000000000002,2068,""]
[null,"HGHT_V_F400","HGHT_V","F400","HGHT_V_F400/4_6-800-9-2,2/0,7 kW STANDARD","4_6",4,6,"800-9","2,2/0,7 kW","STANDARD","/","/","/","/","/",5126,"5weeks",2.2000000000000002,0.7,2119,""]
[null,"HGHT_V_F300","HGHT_V","F300","HGHT_V_F300/4_6-800-9-4,5/1,5 kW STANDARD","4_6",4,6,"800-9","4,5/1,5 kW","STANDARD","/","/","/","/","/",5037,"5weeks",4.5,1.5,2067,""]
[null,"HGHT_V_F300","HGHT_V","F300","HGHT_V_F300/4_6-900-3-10/3,3 kW STANDARD","4_6",4,6,"900-3","10/3,3 kW","STANDARD","/","/","/","/","/",6661,"5weeks",10,3.3,2069,""]
[null,"HGHT_V_F400","HGHT_V","F400","HGHT_V_F400/4_6-900-3-2,2/0,7 kW STANDARD","4_6",4,6,"900-3","2,2/0,7 kW","STANDARD","/","/","/","/","/",5593,"5weeks",2.2000000000000002,0.7,2119,""]
[null,"HGHT_V_F300","HGHT_V","F300","HGHT_V_F300/4_6-900-3-3/1 kW STANDARD","4_6",4,6,"900-3","3/1 kW","STANDARD","/","/","/","/","/",5191,"to be confirmed",3,1,2066,""]
[null,"HGHT_V_F400","HGHT_V","F400","HGHT_V_F400/4_6-900-3-4,5/1,5 kW STANDARD","4_6",4,6,"900-3","4,5/1,5 kW","STANDARD","/","/","/","/","/",6291,"5weeks",4.5,1.5,2121,""]
[null,"HGHT_V_F300","HGHT_V","F300","HGHT_V_F300/4_6-900-6-10/3,3 kW STANDARD","4_6",4,6,"900-6","10/3,3 kW","STANDARD","/","/","/","/","/",6765,"5weeks",10,3.3,2069,""]
[null,"HGHT_V_F300","HGHT_V","F300","HGHT_V_F300/4_6-900-6-2,2/0,7 kW STANDARD","4_6",4,6,"900-6","2,2/0,7 kW","STANDARD","/","/","/","/","/",5050,"to be confirmed",2.2000000000000002,0.7,2065,""]
[null,"HGHT_V_F400","HGHT_V","F400","HGHT_V_F400/4_6-900-6-3/1 kW STANDARD","4_6",4,6,"900-6","3/1 kW","STANDARD","/","/","/","/","/",5929,"5weeks",3,1,2120,""]
[null,"HGHT_V_F300","HGHT_V","F300","HGHT_V_F300/4_6-900-6-6/2,2 kW STANDARD","4_6",4,6,"900-6","6/2,2 kW","STANDARD","/","/","/","/","/",5873,"5weeks",6,2.2000000000000002,2068,""]
[null,"HGHT_V_F300","HGHT_V","F300","HGHT_V_F300/4_6-900-9-14/4,5 kW STANDARD","4_6",4,6,"900-9","14/4,5 kW","STANDARD","/","/","/","/","/",7153,"to be confirmed",14,4.5,2070,""]
[null,"HGHT_V_F400","HGHT_V","F400","HGHT_V_F400/4_6-900-9-16/6,5 kW STANDARD","4_6",4,6,"900-9","16/6,5 kW","STANDARD","/","/","/","/","/",9949,"5weeks",16,6.5,2125,""]
[null,"HGHT_V_F300","HGHT_V","F300","HGHT_V_F300/4_6-900-9-4,5/1,5 kW STANDARD","4_6",4,6,"900-9","4,5/1,5 kW","STANDARD","/","/","/","/","/",5728,"5weeks",4.5,1.5,2067,""]
[null,"HGHT_V_F400","HGHT_V","F400","HGHT_V_F400/4_6-900-9-6/2,2 kW STANDARD","4_6",4,6,"900-9","6/2,2 kW","STANDARD","/","/","/","/","/",6923,"5weeks",6,2.2000000000000002,2122,""]
[null,"HGHT_V_F300","HGHT_V","F300","HGHT_V_F300/4_8-1000-3-2,2/0,37 kW STANDARD","4_8",4,8,"1000-3","2,2/0,37 kW","STANDARD","/","/","/","/","/",5310,"3weeks",2.2000000000000002,0.37,2049,""]
[null,"HGHT_V_F300","HGHT_V","F300","HGHT_V_F300/4_8-1000-3-4/0,75 kW STANDARD","4_8",4,8,"1000-3","4/0,75 kW","STANDARD","/","/","/","/","/",5697,"3weeks",4,0.75,2051,""]
[null,"HGHT_V_F400","HGHT_V","F400","HGHT_V_F400/4_8-1000-3-5,5/1,1 kW STANDARD","4_8",4,8,"1000-3","5,5/1,1 kW","STANDARD","/","/","/","/","/",6560,"3weeks",5.5,1.1000000000000001,2106,""]
[null,"HGHT_V_F400","HGHT_V","F400","HGHT_V_F400/4_8-1000-6-11/3 kW STANDARD","4_8",4,8,"1000-6","11/3 kW","STANDARD","/","/","/","/","/",7878,"3weeks",11,3,2108,""]
[null,"HGHT_V_F300","HGHT_V","F300","HGHT_V_F300/4_8-1000-6-17/4,3 kW STANDARD","4_8",4,8,"1000-6","17/4,3 kW","STANDARD","/","/","/","/","/",8377,"3weeks",17,4.3,2055,""]
[null,"HGHT_V_F400","HGHT_V","F400","HGHT_V_F400/4_8-1000-6-20/5 kW STANDARD","4_8",4,8,"1000-6","20/5 kW","STANDARD","/","/","/","/","/",9633,"3weeks",20,5,2110,""]
[null,"HGHT_V_F300","HGHT_V","F300","HGHT_V_F300/4_8-1000-6-4/0,75 kW STANDARD","4_8",4,8,"1000-6","4/0,75 kW","STANDARD","/","/","/","/","/",5804,"3weeks",4,0.75,2051,""]
[null,"HGHT_V_F400","HGHT_V","F400","HGHT_V_F400/4_8-1000-6-5,5/1,1 kW STANDARD","4_8",4,8,"1000-6","5,5/1,1 kW","STANDARD","/","/","/","/","/",6668,"3weeks",5.5,1.1000000000000001,2106,""]
[null,"HGHT_V_F300","HGHT_V","F300","HGHT_V_F300/4_8-1000-9-11/3 kW STANDARD","4_8",4,8,"1000-9","11/3 kW","STANDARD","/","/","/","/","/",7045,"5weeks",11,3,2054,""]
[null,"HGHT_V_F300","HGHT_V","F300","HGHT_V_F300/4_8-1000-9-17/4,3 kW STANDARD","4_8",4,8,"1000-9","17/4,3 kW","STANDARD","/","/","/","/","/",8477,"3weeks",17,4.3,2055,""]
[null,"HGHT_V_F400","HGHT_V","F400","HGHT_V_F400/4_8-1000-9-20/5 kW STANDARD","4_8",4,8,"1000-9","20/5 kW","STANDARD","/","/","/","/","/",9733,"3weeks",20,5,2110,""]
[null,"HGHT_V_F400","HGHT_V","F400","HGHT_V_F400/4_8-1000-9-7,5/1,5 kW STANDARD","4_8",4,8,"1000-9","7,5/1,5 kW","STANDARD","/","/","/","/","/",7236,"3weeks",7.5,1.5,2107,""]
[null,"HGHT_V_F300","HGHT_V","F300","HGHT_V_F300/4_8-1250-3-14/3,5 kW STANDARD","4_8",4,8,"1250-3","14/3,5 kW","STANDARD","/","/","/","/","/",9574,"5weeks",14,3.5,4159,""]
[null,"HGHT_V_F400","HGHT_V","F400","HGHT_V_F400/4_8-1250-3-17/4,3 kW STANDARD","4_8",4,8,"1250-3","17/4,3 kW","STANDARD","/","/","/","/","/",11537,"3weeks",17,4.3,2109,""]
[null,"HGHT_V_F300","HGHT_V","F300","HGHT_V_F300/4_8-1250-3-20/5 kW STANDARD","4_8",4,8,"1250-3","20/5 kW","STANDARD","/","/","/","/","/",10572,"5weeks",20,5,2056,""]
[null,"HGHT_V_F400","HGHT_V","F400","HGHT_V_F400/4_8-1250-3-28/6,5 kW STANDARD","4_8",4,8,"1250-3","28/6,5 kW","STANDARD","/","/","/","/","/",13303,"4weeks",28,6.5,2111,""]
[null,"HGHT_V_F300","HGHT_V","F300","HGHT_V_F300/4_8-1250-3-5,5/1,1 kW STANDARD","4_8",4,8,"1250-3","5,5/1,1 kW","STANDARD","/","/","/","/","/",8135,"3weeks",5.5,1.1000000000000001,2052,""]
[null,"HGHT_V_F300","HGHT_V","F300","HGHT_V_F300/4_8-1250-6-11/3 kW STANDARD","4_8",4,8,"1250-6","11/3 kW","STANDARD","/","/","/","/","/",9126,"5weeks",11,3,2054,""]
[null,"HGHT_V_F400","HGHT_V","F400","HGHT_V_F400/4_8-1250-6-14/3,5 kW STANDARD","4_8",4,8,"1250-6","14/3,5 kW","STANDARD","/","/","/","/","/",10801,"3weeks",14,3.5,509,""]
[null,"HGHT_V_F400","HGHT_V","F400","HGHT_V_F400/4_8-1250-6-20/5 kW STANDARD","4_8",4,8,"1250-6","20/5 kW","STANDARD","/","/","/","/","/",11814,"3weeks",20,5,2110,""]
[null,"HGHT_V_F300","HGHT_V","F300","HGHT_V_F300/4_8-1250-6-30/8 kW STANDARD","4_8",4,8,"1250-6","30/8 kW","STANDARD","/","/","/","/","/",12848,"5weeks",30,8,2058,""]
[null,"HGHT_V_F400","HGHT_V","F400","HGHT_V_F400/4_8-1250-6-37/9,2 kW STANDARD","4_8",4,8,"1250-6","37/9,2 kW","STANDARD","/","/","/","/","/",17680,"4weeks",37,9.1999999999999993,2113,""]
[null,"HGHT_V_F300","HGHT_V","F300","HGHT_V_F300/4_8-1250-9-14/3,5 kW STANDARD","4_8",4,8,"1250-9","14/3,5 kW","STANDARD","/","/","/","/","/",9855,"5weeks",14,3.5,4159,""]
[null,"HGHT_V_F400","HGHT_V","F400","HGHT_V_F400/4_8-1250-9-17/4,3 kW STANDARD","4_8",4,8,"1250-9","17/4,3 kW","STANDARD","/","/","/","/","/",11816,"3weeks",17,4.3,2109,""]
[null,"HGHT_V_F400","HGHT_V","F400","HGHT_V_F400/4_8-1250-9-28/6,5 kW STANDARD","4_8",4,8,"1250-9","28/6,5 kW","STANDARD","/","/","/","/","/",13583,"4weeks",28,6.5,2111,""]
[null,"HGHT_V_F300","HGHT_V","F300","HGHT_V_F300/4_8-1250-9-37/9,2 kW STANDARD","4_8",4,8,"1250-9","37/9,2 kW","STANDARD","/","/","/","/","/",15022,"3weeks",37,9.1999999999999993,2059,""]
[null,"HGHT_V_F400","HGHT_V","F400","HGHT_V_F400/4_8-800-3-1,1/0,18 kW STANDARD","4_8",4,8,"800-3","1,1/0,18 kW","STANDARD","/","/","/","/","/",4338,"4weeks",1.1000000000000001,0.18,2101,""]
[null,"HGHT_V_F400","HGHT_V","F400","HGHT_V_F400/4_8-800-3-2,2/0,37 kW STANDARD","4_8",4,8,"800-3","2,2/0,37 kW","STANDARD","/","/","/","/","/",4634,"3weeks",2.2000000000000002,0.37,2103,""]
[null,"HGHT_V_F300","HGHT_V","F300","HGHT_V_F300/4_8-800-3-4/0,75 kW STANDARD","4_8",4,8,"800-3","4/0,75 kW","STANDARD","/","/","/","/","/",4506,"3weeks",4,0.75,2051,""]
[null,"HGHT_V_F400","HGHT_V","F400","HGHT_V_F400/4_8-800-3-5,5/1,1 kW STANDARD","4_8",4,8,"800-3","5,5/1,1 kW","STANDARD","/","/","/","/","/",5369,"3weeks",5.5,1.1000000000000001,2106,""]
[null,"HGHT_V_F300","HGHT_V","F300","HGHT_V_F300/4_8-800-6-1,5/0,25 kW STANDARD","4_8",4,8,"800-6","1,5/0,25 kW","STANDARD","/","/","/","/","/",4091,"5weeks",1.5,0.25,2048,""]
[null,"HGHT_V_F400","HGHT_V","F400","HGHT_V_F400/4_8-800-6-2,2/0,37 kW STANDARD","4_8",4,8,"800-6","2,2/0,37 kW","STANDARD","/","/","/","/","/",4738,"3weeks",2.2000000000000002,0.37,2103,""]
[null,"HGHT_V_F400","HGHT_V","F400","HGHT_V_F400/4_8-800-6-4/0,75 kW STANDARD","4_8",4,8,"800-6","4/0,75 kW","STANDARD","/","/","/","/","/",5141,"3weeks",4,0.75,2105,""]
[null,"HGHT_V_F300","HGHT_V","F300","HGHT_V_F300/4_8-800-6-7,5/1,5 kW STANDARD","4_8",4,8,"800-6","7,5/1,5 kW","STANDARD","/","/","/","/","/",5199,"3weeks",7.5,1.5,2053,""]
[null,"HGHT_V_F400","HGHT_V","F400","HGHT_V_F400/4_8-800-9-2,2/0,37 kW STANDARD","4_8",4,8,"800-9","2,2/0,37 kW","STANDARD","/","/","/","/","/",4862,"3weeks",2.2000000000000002,0.37,2103,""]
[null,"HGHT_V_F400","HGHT_V","F400","HGHT_V_F400/4_8-800-9-4/0,75 kW STANDARD","4_8",4,8,"800-9","4/0,75 kW","STANDARD","/","/","/","/","/",5265,"3weeks",4,0.75,2105,""]
[null,"HGHT_V_F300","HGHT_V","F300","HGHT_V_F300/4_8-800-9-7,5/1,5 kW STANDARD","4_8",4,8,"800-9","7,5/1,5 kW","STANDARD","/","/","/","/","/",5323,"3weeks",7.5,1.5,2053,""]
[null,"HGHT_V_F400","HGHT_V","F400","HGHT_V_F400/4_8-900-3-2,2/0,37 kW STANDARD","4_8",4,8,"900-3","2,2/0,37 kW","STANDARD","/","/","/","/","/",5329,"3weeks",2.2000000000000002,0.37,2103,""]
[null,"HGHT_V_F300","HGHT_V","F300","HGHT_V_F300/4_8-900-3-3/0,55 kW STANDARD","4_8",4,8,"900-3","3/0,55 kW","STANDARD","/","/","/","/","/",4917,"3weeks",3,0.55000000000000004,2050,""]
[null,"HGHT_V_F400","HGHT_V","F400","HGHT_V_F400/4_8-900-3-4/0,75 kW STANDARD","4_8",4,8,"900-3","4/0,75 kW","STANDARD","/","/","/","/","/",5732,"3weeks",4,0.75,2105,""]
[null,"HGHT_V_F400","HGHT_V","F400","HGHT_V_F400/4_8-900-3-7,5/1,5 kW STANDARD","4_8",4,8,"900-3","7,5/1,5 kW","STANDARD","/","/","/","/","/",6534,"3weeks",7.5,1.5,2107,""]
[null,"HGHT_V_F300","HGHT_V","F300","HGHT_V_F300/4_8-900-6-2,2/0,37 kW STANDARD","4_8",4,8,"900-6","2,2/0,37 kW","STANDARD","/","/","/","/","/",4919,"3weeks",2.2000000000000002,0.37,2049,""]
[null,"HGHT_V_F400","HGHT_V","F400","HGHT_V_F400/4_8-900-6-3/0,55 kW STANDARD","4_8",4,8,"900-6","3/0,55 kW","STANDARD","/","/","/","/","/",5612,"3weeks",3,0.55000000000000004,2104,""]
[null,"HGHT_V_F400","HGHT_V","F400","HGHT_V_F400/4_8-900-6-5,5/1,1 kW STANDARD","4_8",4,8,"900-6","5,5/1,1 kW","STANDARD","/","/","/","/","/",6169,"3weeks",5.5,1.1000000000000001,2106,""]
[null,"HGHT_V_F300","HGHT_V","F300","HGHT_V_F300/4_8-900-9-11/3 kW STANDARD","4_8",4,8,"900-9","11/3 kW","STANDARD","/","/","/","/","/",6565,"5weeks",11,3,2054,""]
[null,"HGHT_V_F400","HGHT_V","F400","HGHT_V_F400/4_8-900-9-11/3 kW STANDARD","4_8",4,8,"900-9","11/3 kW","STANDARD","/","/","/","/","/",7499,"3weeks",11,3,2108,""]
[null,"HGHT_V_F300","HGHT_V","F300","HGHT_V_F300/4_8-900-9-17/4,3 kW STANDARD","4_8",4,8,"900-9","17/4,3 kW","STANDARD","/","/","/","/","/",7998,"3weeks",17,4.3,2055,""]
[null,"HGHT_V_F400","HGHT_V","F400","HGHT_V_F400/4_8-900-9-4/0,75 kW STANDARD","4_8",4,8,"900-9","4/0,75 kW","STANDARD","/","/","/","/","/",5956,"3weeks",4,0.75,2105,""]
[null,"HGHT_V_F400","HGHT_V","F400","HGHT_V_F400/4_8-900-9-7,5/1,5 kW STANDARD","4_8",4,8,"900-9","7,5/1,5 kW","STANDARD","/","/","/","/","/",6757,"3weeks",7.5,1.5,2107,""]
[null,"HGHT_V_F400","HGHT_V","F400","HGHT_V_F400/4-1000-3-11 kW STANDARD",4,4,0,"1000-3","11 kW","STANDARD","/","/","/","/","/",7253,"3weeks",11,0,1908,""]
[null,"HGHT_V_F300","HGHT_V","F300","HGHT_V_F300/4-1000-3-3 kW STANDARD",4,4,0,"1000-3","3 kW","STANDARD","/","/","/","/","/",5366,"3weeks",3,0,1861,""]
[null,"HGHT_V_F300","HGHT_V","F300","HGHT_V_F300/4-1000-3-4 kW STANDARD",4,4,0,"1000-3","4 kW","STANDARD","/","/","/","/","/",5513,"3weeks",4,0,1862,""]
[null,"HGHT_V_F300","HGHT_V","F300","HGHT_V_F300/4-1000-3-5,5 kW STANDARD",4,4,0,"1000-3","5,5 kW","STANDARD","/","/","/","/","/",5762,"3weeks",5.5,0,1863,""]
[null,"HGHT_V_F300","HGHT_V","F300","HGHT_V_F300/4-1000-3-5,5 kW IE3",4,4,0,"1000-3","5,5 kW","IE3","/","/","/","/","/",5890,"to be confirmed",5.5,0,5987,""]
[null,"HGHT_V_F300","HGHT_V","F300","HGHT_V_F300/4-1000-3-7,5 kW STANDARD",4,4,0,"1000-3","7,5 kW","STANDARD","/","/","/","/","/",5981,"3weeks",7.5,0,1864,""]
[null,"HGHT_V_F400","HGHT_V","F400","HGHT_V_F400/4-1000-3-7,5 kW STANDARD",4,4,0,"1000-3","7,5 kW","STANDARD","/","/","/","/","/",6484,"3weeks",7.5,0,1906,""]
[null,"HGHT_V_F400","HGHT_V","F400","HGHT_V_F400/4-1000-6-11 kW IE3",4,4,0,"1000-6","11 kW","IE3","/","/","/","/","/",7600,"4weeks",11,0,6300,""]
[null,"HGHT_V_F400","HGHT_V","F400","HGHT_V_F400/4-1000-6-15 kW IE3",4,4,0,"1000-6","15 kW","IE3","/","/","/","/","/",7917,"4weeks",15,0,6140,""]
[null,"HGHT_V_F400","HGHT_V","F400","HGHT_V_F400/4-1000-6-18,5 kW STANDARD",4,4,0,"1000-6","18,5 kW","STANDARD","/","/","/","/","/",9531,"3weeks",18.5,0,1910,""]
[null,"HGHT_V_F300","HGHT_V","F300","HGHT_V_F300/4-1000-6-4 kW STANDARD",4,4,0,"1000-6","4 kW","STANDARD","/","/","/","/","/",5621,"3weeks",4,0,1862,""]
[null,"HGHT_V_F300","HGHT_V","F300","HGHT_V_F300/4-1000-6-5,5 kW STANDARD",4,4,0,"1000-6","5,5 kW","STANDARD","/","/","/","/","/",5870,"3weeks",5.5,0,1863,""]
[null,"HGHT_V_F300","HGHT_V","F300","HGHT_V_F300/4-1000-6-5,5 kW IE3",4,4,0,"1000-6","5,5 kW","IE3","/","/","/","/","/",5998,"to be confirmed",5.5,0,5987,""]
[null,"HGHT_V_F300","HGHT_V","F300","HGHT_V_F300/4-1000-6-7,5 kW STANDARD",4,4,0,"1000-6","7,5 kW","STANDARD","/","/","/","/","/",6089,"3weeks",7.5,0,1864,""]
[null,"HGHT_V_F400","HGHT_V","F400","HGHT_V_F400/4-1000-6-7,5 kW STANDARD",4,4,0,"1000-6","7,5 kW","STANDARD","/","/","/","/","/",6592,"3weeks",7.5,0,1906,""]
[null,"HGHT_V_F400","HGHT_V","F400","HGHT_V_F400/4-1000-9-11 kW STANDARD",4,4,0,"1000-9","11 kW","STANDARD","/","/","/","/","/",7461,"3weeks",11,0,1908,""]
[null,"HGHT_V_F400","HGHT_V","F400","HGHT_V_F400/4-1000-9-15 kW STANDARD",4,4,0,"1000-9","15 kW","STANDARD","/","/","/","/","/",7753,"3weeks",15,0,1909,""]
[null,"HGHT_V_F400","HGHT_V","F400","HGHT_V_F400/4-1000-9-18,5 kW IE3",4,4,0,"1000-9","18,5 kW","IE3","/","/","/","/","/",10066,"4weeks",18.5,0,6308,""]
[null,"HGHT_V_F300","HGHT_V","F300","HGHT_V_F300/4-1000-9-22 kW STANDARD",4,4,0,"1000-9","22 kW","STANDARD","/","/","/","/","/",8796,"3weeks",22,0,1869,""]
[null,"HGHT_V_F300","HGHT_V","F300","HGHT_V_F300/4-1000-9-7,5 kW STANDARD",4,4,0,"1000-9","7,5 kW","STANDARD","/","/","/","/","/",6189,"3weeks",7.5,0,1864,""]
[null,"HGHT_V_F300","HGHT_V","F300","HGHT_V_F300/4-1000-9-7,5 kW IE3",4,4,0,"1000-9","7,5 kW","IE3","/","/","/","/","/",6342,"4weeks",7.5,0,6136,""]
[null,"HGHT_V_F300","HGHT_V","F300","HGHT_V_F300/4-1250-3-11 kW IE3",4,4,0,"1250-3","11 kW","IE3","/","/","/","/","/",9239,"4weeks",11,0,5857,""]
[null,"HGHT_V_F400","HGHT_V","F400","HGHT_V_F400/4-1250-3-11 kW STANDARD",4,4,0,"1250-3","11 kW","STANDARD","/","/","/","/","/",9431,"3weeks",11,0,1908,""]
[null,"HGHT_V_F400","HGHT_V","F400","HGHT_V_F400/4-1250-3-15 kW IE3",4,4,0,"1250-3","15 kW","IE3","/","/","/","/","/",9988,"4weeks",15,0,6140,""]
[null,"HGHT_V_F400","HGHT_V","F400","HGHT_V_F400/4-1250-3-18,5 kW IE3",4,4,0,"1250-3","18,5 kW","IE3","/","/","/","/","/",12036,"4weeks",18.5,0,6308,""]
[null,"HGHT_V_F400","HGHT_V","F400","HGHT_V_F400/4-1250-3-22 kW IE3",4,4,0,"1250-3","22 kW","IE3","/","/","/","/","/",12509,"4weeks",22,0,5868,""]
[null,"HGHT_V_F300","HGHT_V","F300","HGHT_V_F300/4-1250-3-30 kW IE3",4,4,0,"1250-3","30 kW","IE3","/","/","/","/","/",12334,"4weeks",30,0,5887,""]
[null,"HGHT_V_F300","HGHT_V","F300","HGHT_V_F300/4-1250-3-7,5 kW STANDARD",4,4,0,"1250-3","7,5 kW","STANDARD","/","/","/","/","/",8159,"3weeks",7.5,0,1864,""]
[null,"HGHT_V_F300","HGHT_V","F300","HGHT_V_F300/4-1250-3-7,5 kW IE3",4,4,0,"1250-3","7,5 kW","IE3","/","/","/","/","/",8311,"4weeks",7.5,0,6136,""]
[null,"HGHT_V_F300","HGHT_V","F300","HGHT_V_F300/4-1250-6-15 kW IE3",4,4,0,"1250-6","15 kW","IE3","/","/","/","/","/",9564,"4weeks",15,0,6239,""]
[null,"HGHT_V_F300","HGHT_V","F300","HGHT_V_F300/4-1250-6-18,5 kW STANDARD",4,4,0,"1250-6","18,5 kW","STANDARD","/","/","/","/","/",10545,"3weeks",18.5,0,1868,""]
[null,"HGHT_V_F400","HGHT_V","F400","HGHT_V_F400/4-1250-6-18,5 kW IE3",4,4,0,"1250-6","18,5 kW","IE3","/","/","/","/","/",12148,"4weeks",18.5,0,6308,""]
[null,"HGHT_V_F400","HGHT_V","F400","HGHT_V_F400/4-1250-6-22 kW STANDARD",4,4,0,"1250-6","22 kW","STANDARD","/","/","/","/","/",12147,"3weeks",22,0,1911,""]
[null,"HGHT_V_F400","HGHT_V","F400","HGHT_V_F400/4-1250-6-30 kW IE3",4,4,0,"1250-6","30 kW","IE3","/","/","/","/","/",13753,"4weeks",30,0,6266,""]
[null,"HGHT_V_F300","HGHT_V","F300","HGHT_V_F300/4-1250-6-37 kW STANDARD",4,4,0,"1250-6","37 kW","STANDARD","/","/","/","/","/",13300,"3weeks",37,0,1871,""]
[null,"HGHT_V_F300","HGHT_V","F300","HGHT_V_F300/4-1250-9-15 kW STANDARD",4,4,0,"1250-9","15 kW","STANDARD","/","/","/","/","/",9487,"3weeks",15,0,1867,""]
[null,"HGHT_V_F300","HGHT_V","F300","HGHT_V_F300/4-1250-9-15 kW IE3",4,4,0,"1250-9","15 kW","IE3","/","/","/","/","/",9732,"4weeks",15,0,6239,""]
[null,"HGHT_V_F300","HGHT_V","F300","HGHT_V_F300/4-1250-9-18,5 kW IE3",4,4,0,"1250-9","18,5 kW","IE3","/","/","/","/","/",11079,"4weeks",18.5,0,5844,""]
[null,"HGHT_V_F300","HGHT_V","F300","HGHT_V_F300/4-1250-9-22 kW STANDARD",4,4,0,"1250-9","22 kW","STANDARD","/","/","/","/","/",11046,"3weeks",22,0,1869,""]
[null,"HGHT_V_F400","HGHT_V","F400","HGHT_V_F400/4-1250-9-22 kW STANDARD",4,4,0,"1250-9","22 kW","STANDARD","/","/","/","/","/",12315,"3weeks",22,0,1911,""]
[null,"HGHT_V_F400","HGHT_V","F400","HGHT_V_F400/4-1250-9-30 kW STANDARD",4,4,0,"1250-9","30 kW","STANDARD","/","/","/","/","/",13354,"3weeks",30,0,1912,""]
[null,"HGHT_V_F400","HGHT_V","F400","HGHT_V_F400/4-1250-9-37 kW STANDARD",4,4,0,"1250-9","37 kW","STANDARD","/","/","/","/","/",14753,"3weeks",37,0,1913,""]
[null,"HGHT_V_F300","HGHT_V","F300","HGHT_V_F300/4-800-3-1,1 kW IE3",4,4,0,"800-3","1,1 kW","IE3","/","/","/","/","/",3861,"to be confirmed",1.1000000000000001,0,5856,""]
[null,"HGHT_V_F400","HGHT_V","F400","HGHT_V_F400/4-800-3-1,1 kW STANDARD",4,4,0,"800-3","1,1 kW","STANDARD","/","/","/","/","/",4134,"3weeks",1.1000000000000001,0,1900,""]
[null,"HGHT_V_F300","HGHT_V","F300","HGHT_V_F300/4-800-3-1,5 kW IE3",4,4,0,"800-3","1,5 kW","IE3","/","/","/","/","/",3890,"to be confirmed",1.5,0,5864,""]
[null,"HGHT_V_F300","HGHT_V","F300","HGHT_V_F300/4-800-3-2,2 kW STANDARD",4,4,0,"800-3","2,2 kW","STANDARD","/","/","/","/","/",4045,"3weeks",2.2000000000000002,0,1860,""]
[null,"HGHT_V_F300","HGHT_V","F300","HGHT_V_F300/4-800-3-3 kW STANDARD",4,4,0,"800-3","3 kW","STANDARD","/","/","/","/","/",4175,"3weeks",3,0,1861,""]
[null,"HGHT_V_F400","HGHT_V","F400","HGHT_V_F400/4-800-3-3 kW STANDARD",4,4,0,"800-3","3 kW","STANDARD","/","/","/","/","/",4716,"3weeks",3,0,1903,""]
[null,"HGHT_V_F400","HGHT_V","F400","HGHT_V_F400/4-800-3-4 kW IE3",4,4,0,"800-3","4 kW","IE3","/","/","/","/","/",4869,"to be confirmed",4,0,6304,""]
[null,"HGHT_V_F400","HGHT_V","F400","HGHT_V_F400/4-800-3-5,5 kW STANDARD",4,4,0,"800-3","5,5 kW","STANDARD","/","/","/","/","/",4994,"3weeks",5.5,0,1905,""]
[null,"HGHT_V_F300","HGHT_V","F300","HGHT_V_F300/4-800-6-1,5 kW STANDARD",4,4,0,"800-6","1,5 kW","STANDARD","/","/","/","/","/",3945,"3weeks",1.5,0,1859,""]
[null,"HGHT_V_F400","HGHT_V","F400","HGHT_V_F400/4-800-6-1,5 kW IE3",4,4,0,"800-6","1,5 kW","IE3","/","/","/","/","/",4426,"to be confirmed",1.5,0,6056,""]
[null,"HGHT_V_F300","HGHT_V","F300","HGHT_V_F300/4-800-6-2,2 kW IE3",4,4,0,"800-6","2,2 kW","IE3","/","/","/","/","/",4220,"to be confirmed",2.2000000000000002,0,6052,""]
[null,"HGHT_V_F300","HGHT_V","F300","HGHT_V_F300/4-800-6-3 kW STANDARD",4,4,0,"800-6","3 kW","STANDARD","/","/","/","/","/",4279,"3weeks",3,0,1861,""]
[null,"HGHT_V_F300","HGHT_V","F300","HGHT_V_F300/4-800-6-4 kW IE3",4,4,0,"800-6","4 kW","IE3","/","/","/","/","/",4528,"to be confirmed",4,0,5945,""]
[null,"HGHT_V_F400","HGHT_V","F400","HGHT_V_F400/4-800-6-4 kW STANDARD",4,4,0,"800-6","4 kW","STANDARD","/","/","/","/","/",4840,"3weeks",4,0,1904,""]
[null,"HGHT_V_F400","HGHT_V","F400","HGHT_V_F400/4-800-6-5,5 kW IE3",4,4,0,"800-6","5,5 kW","IE3","/","/","/","/","/",5257,"to be confirmed",5.5,0,6028,""]
[null,"HGHT_V_F400","HGHT_V","F400","HGHT_V_F400/4-800-6-7,5 kW STANDARD",4,4,0,"800-6","7,5 kW","STANDARD","/","/","/","/","/",5397,"3weeks",7.5,0,1906,""]
[null,"HGHT_V_F300","HGHT_V","F300","HGHT_V_F300/4-800-9-2,2 kW STANDARD",4,4,0,"800-9","2,2 kW","STANDARD","/","/","/","/","/",4273,"3weeks",2.2000000000000002,0,1860,""]
[null,"HGHT_V_F400","HGHT_V","F400","HGHT_V_F400/4-800-9-2,2 kW IE3",4,4,0,"800-9","2,2 kW","IE3","/","/","/","/","/",4771,"to be confirmed",2.2000000000000002,0,6049,""]
[null,"HGHT_V_F300","HGHT_V","F300","HGHT_V_F300/4-800-9-3 kW IE3",4,4,0,"800-9","3 kW","IE3","/","/","/","/","/",4488,"to be confirmed",3,0,5898,""]
[null,"HGHT_V_F300","HGHT_V","F300","HGHT_V_F300/4-800-9-4 kW IE3",4,4,0,"800-9","4 kW","IE3","/","/","/","/","/",4652,"to be confirmed",4,0,5945,""]
[null,"HGHT_V_F300","HGHT_V","F300","HGHT_V_F300/4-800-9-5,5 kW STANDARD",4,4,0,"800-9","5,5 kW","STANDARD","/","/","/","/","/",4799,"3weeks",5.5,0,1863,""]
[null,"HGHT_V_F400","HGHT_V","F400","HGHT_V_F400/4-800-9-5,5 kW IE3",4,4,0,"800-9","5,5 kW","IE3","/","/","/","/","/",5381,"to be confirmed",5.5,0,6028,""]
[null,"HGHT_V_F400","HGHT_V","F400","HGHT_V_F400/4-800-9-7,5 kW STANDARD",4,4,0,"800-9","7,5 kW","STANDARD","/","/","/","/","/",5521,"3weeks",7.5,0,1906,""]
[null,"HGHT_V_F400","HGHT_V","F400","HGHT_V_F400/4-900-3-2,2 kW IE3",4,4,0,"900-3","2,2 kW","IE3","/","/","/","/","/",5238,"to be confirmed",2.2000000000000002,0,6049,""]
[null,"HGHT_V_F300","HGHT_V","F300","HGHT_V_F300/4-900-3-3 kW STANDARD",4,4,0,"900-3","3 kW","STANDARD","/","/","/","/","/",4870,"3weeks",3,0,1861,""]
[null,"HGHT_V_F400","HGHT_V","F400","HGHT_V_F400/4-900-3-3 kW STANDARD",4,4,0,"900-3","3 kW","STANDARD","/","/","/","/","/",5412,"3weeks",3,0,1903,""]
[null,"HGHT_V_F300","HGHT_V","F300","HGHT_V_F300/4-900-3-4 kW IE3",4,4,0,"900-3","4 kW","IE3","/","/","/","/","/",5119,"to be confirmed",4,0,5945,""]
[null,"HGHT_V_F300","HGHT_V","F300","HGHT_V_F300/4-900-3-5,5 kW STANDARD",4,4,0,"900-3","5,5 kW","STANDARD","/","/","/","/","/",5266,"3weeks",5.5,0,1863,""]
[null,"HGHT_V_F300","HGHT_V","F300","HGHT_V_F300/4-900-3-7,5 kW STANDARD",4,4,0,"900-3","7,5 kW","STANDARD","/","/","/","/","/",5486,"3weeks",7.5,0,1864,""]
[null,"HGHT_V_F400","HGHT_V","F400","HGHT_V_F400/4-900-3-7,5 kW STANDARD",4,4,0,"900-3","7,5 kW","STANDARD","/","/","/","/","/",5989,"3weeks",7.5,0,1906,""]
[null,"HGHT_V_F400","HGHT_V","F400","HGHT_V_F400/4-900-6-11 kW IE3",4,4,0,"900-6","11 kW","IE3","/","/","/","/","/",7101,"4weeks",11,0,6300,""]
[null,"HGHT_V_F400","HGHT_V","F400","HGHT_V_F400/4-900-6-3 kW STANDARD",4,4,0,"900-6","3 kW","STANDARD","/","/","/","/","/",5515,"3weeks",3,0,1903,""]
[null,"HGHT_V_F300","HGHT_V","F300","HGHT_V_F300/4-900-6-4 kW IE3",4,4,0,"900-6","4 kW","IE3","/","/","/","/","/",5223,"to be confirmed",4,0,5945,""]
[null,"HGHT_V_F400","HGHT_V","F400","HGHT_V_F400/4-900-6-4 kW STANDARD",4,4,0,"900-6","4 kW","STANDARD","/","/","/","/","/",5535,"3weeks",4,0,1904,""]
[null,"HGHT_V_F300","HGHT_V","F300","HGHT_V_F300/4-900-6-5,5 kW IE3",4,4,0,"900-6","5,5 kW","IE3","/","/","/","/","/",5499,"to be confirmed",5.5,0,5987,""]
[null,"HGHT_V_F300","HGHT_V","F300","HGHT_V_F300/4-900-6-7,5 kW STANDARD",4,4,0,"900-6","7,5 kW","STANDARD","/","/","/","/","/",5590,"3weeks",7.5,0,1864,""]
[null,"HGHT_V_F300","HGHT_V","F300","HGHT_V_F300/4-900-9-11 kW STANDARD",4,4,0,"900-9","11 kW","STANDARD","/","/","/","/","/",6565,"3weeks",11,0,1866,""]
[null,"HGHT_V_F400","HGHT_V","F400","HGHT_V_F400/4-900-9-11 kW IE3",4,4,0,"900-9","11 kW","IE3","/","/","/","/","/",7220,"4weeks",11,0,6300,""]
[null,"HGHT_V_F400","HGHT_V","F400","HGHT_V_F400/4-900-9-15 kW IE3",4,4,0,"900-9","15 kW","IE3","/","/","/","/","/",7538,"4weeks",15,0,6140,""]
[null,"HGHT_V_F400","HGHT_V","F400","HGHT_V_F400/4-900-9-5,5 kW STANDARD",4,4,0,"900-9","5,5 kW","STANDARD","/","/","/","/","/",5913,"3weeks",5.5,0,1905,""]
[null,"HGHT_V_F300","HGHT_V","F300","HGHT_V_F300/4-900-9-7,5 kW IE3",4,4,0,"900-9","7,5 kW","IE3","/","/","/","/","/",5863,"4weeks",7.5,0,6136,""]
[null,"HGHT_V_F400","HGHT_V","F400","HGHT_V_F400/4-900-9-7,5 kW STANDARD",4,4,0,"900-9","7,5 kW","STANDARD","/","/","/","/","/",6212,"3weeks",7.5,0,1906,""]
[null,"HGTT_V","HGTT_V","ST","HGTT_V/4_6-1000-3-14/4,5 kW STANDARD","4_6",4,6,"1000-3","14/4,5 kW","STANDARD","/","/","/","/","/",6183,"to be confirmed",14,4.5,4148,""]
[null,"HGTT_V","HGTT_V","ST","HGTT_V/4_6-1000-3-6/2 kW STANDARD","4_6",4,6,"1000-3","6/2 kW","STANDARD","/","/","/","/","/",5549,"to be confirmed",6,2,1966,""]
[null,"HGTT_V","HGTT_V","ST","HGTT_V/4_6-1000-6-16/5 kW STANDARD","4_6",4,6,"1000-6","16/5 kW","STANDARD","/","/","/","/","/",7683,"to be confirmed",16,5,1968,""]
[null,"HGTT_V","HGTT_V","ST","HGTT_V/4_6-1000-6-4,5/1,5 kW STANDARD","4_6",4,6,"1000-6","4,5/1,5 kW","STANDARD","/","/","/","/","/",5317,"to be confirmed",4.5,1.5,1965,""]
[null,"HGTT_V","HGTT_V","ST","HGTT_V/4_6-1000-9-10,5/3,5 kW STANDARD","4_6",4,6,"1000-9","10,5/3,5 kW","STANDARD","/","/","/","/","/",7147,"to be confirmed",10.5,3.5,1967,""]
[null,"HGTT_V","HGTT_V","ST","HGTT_V/4_6-1000-9-20/8,5 kW STANDARD","4_6",4,6,"1000-9","20/8,5 kW","STANDARD","/","/","/","/","/",7064,"to be confirmed",20,8.5,4149,""]
[null,"HGTT_V","HGTT_V","ST","HGTT_V/4_6-1250-3-14/4,5 kW STANDARD","4_6",4,6,"1250-3","14/4,5 kW","STANDARD","/","/","/","/","/",8193,"to be confirmed",14,4.5,4148,""]
[null,"HGTT_V","HGTT_V","ST","HGTT_V/4_6-1250-3-16/5 kW STANDARD","4_6",4,6,"1250-3","16/5 kW","STANDARD","/","/","/","/","/",9594,"to be confirmed",16,5,1968,""]
[null,"HGTT_V","HGTT_V","ST","HGTT_V/4_6-1250-3-23/7,2 kW STANDARD","4_6",4,6,"1250-3","23/7,2 kW","STANDARD","/","/","/","/","/",10735,"to be confirmed",23,7.2,1970,""]
[null,"HGTT_V","HGTT_V","ST","HGTT_V/4_6-1250-6-14/4,5 kW STANDARD","4_6",4,6,"1250-6","14/4,5 kW","STANDARD","/","/","/","/","/",8297,"to be confirmed",14,4.5,4148,""]
[null,"HGTT_V","HGTT_V","ST","HGTT_V/4_6-1250-6-20/8,5 kW STANDARD","4_6",4,6,"1250-6","20/8,5 kW","STANDARD","/","/","/","/","/",8985,"to be confirmed",20,8.5,4149,""]
[null,"HGTT_V","HGTT_V","ST","HGTT_V/4_6-1250-6-34/11 kW STANDARD","4_6",4,6,"1250-6","34/11 kW","STANDARD","/","/","/","/","/",12335,"to be confirmed",34,11,6265,""]
[null,"HGTT_V","HGTT_V","ST","HGTT_V/4_6-1250-9-20/6,5 kW STANDARD","4_6",4,6,"1250-9","20/6,5 kW","STANDARD","/","/","/","/","/",10376,"to be confirmed",20,6.5,1969,""]
[null,"HGTT_V","HGTT_V","ST","HGTT_V/4_6-1250-9-30/9 kW STANDARD","4_6",4,6,"1250-9","30/9 kW","STANDARD","/","/","/","/","/",11516,"to be confirmed",30,9,1971,""]
[null,"HGTT_V","HGTT_V","ST","HGTT_V/4_6-1250-9-34/11 kW STANDARD","4_6",4,6,"1250-9","34/11 kW","STANDARD","/","/","/","/","/",12490,"to be confirmed",34,11,6265,""]
[null,"HGTT_V","HGTT_V","ST","HGTT_V/4_6-800-3-1/0,3 kW STANDARD","4_6",4,6,"800-3","1/0,3 kW","STANDARD","/","/","/","/","/",3561,"to be confirmed",1,0.3,1961,""]
[null,"HGTT_V","HGTT_V","ST","HGTT_V/4_6-800-3-4,5/1,5 kW STANDARD","4_6",4,6,"800-3","4,5/1,5 kW","STANDARD","/","/","/","/","/",4118,"to be confirmed",4.5,1.5,1965,""]
[null,"HGTT_V","HGTT_V","ST","HGTT_V/4_6-800-6-4,5/1,5 kW STANDARD","4_6",4,6,"800-6","4,5/1,5 kW","STANDARD","/","/","/","/","/",4214,"to be confirmed",4.5,1.5,1965,""]
[null,"HGTT_V","HGTT_V","ST","HGTT_V/4_6-800-9-6/2 kW STANDARD","4_6",4,6,"800-9","6/2 kW","STANDARD","/","/","/","/","/",4660,"to be confirmed",6,2,1966,""]
[null,"HGTT_V","HGTT_V","ST","HGTT_V/4_6-900-3-3/1 kW STANDARD","4_6",4,6,"900-3","3/1 kW","STANDARD","/","/","/","/","/",4552,"to be confirmed",3,1,1964,""]
[null,"HGTT_V","HGTT_V","ST","HGTT_V/4_6-900-6-14/4,5 kW STANDARD","4_6",4,6,"900-6","14/4,5 kW","STANDARD","/","/","/","/","/",5822,"to be confirmed",14,4.5,4148,""]
[null,"HGTT_V","HGTT_V","ST","HGTT_V/4_6-900-6-6/2 kW STANDARD","4_6",4,6,"900-6","6/2 kW","STANDARD","/","/","/","/","/",5187,"to be confirmed",6,2,1966,""]
[null,"HGTT_V","HGTT_V","ST","HGTT_V/4_6-900-9-10,5/3,5 kW STANDARD","4_6",4,6,"900-9","10,5/3,5 kW","STANDARD","/","/","/","/","/",6705,"to be confirmed",10.5,3.5,1967,""]
[null,"HGTT_V","HGTT_V","ST","HGTT_V/4_6-900-9-6/2 kW STANDARD","4_6",4,6,"900-9","6/2 kW","STANDARD","/","/","/","/","/",5298,"to be confirmed",6,2,1966,""]
[null,"HGTT_V","HGTT_V","ST","HGTT_V/4_8-1000-3-2,3/0,5 kW STANDARD","4_8",4,8,"1000-3","2,3/0,5 kW","STANDARD","/","/","/","/","/",4847,"to be confirmed",2.2999999999999998,0.5,1946,""]
[null,"HGTT_V","HGTT_V","ST","HGTT_V/4_8-1000-3-5/1 kW STANDARD","4_8",4,8,"1000-3","5/1 kW","STANDARD","/","/","/","/","/",5393,"to be confirmed",5,1,5949,""]
[null,"HGTT_V","HGTT_V","ST","HGTT_V/4_8-1000-6-10,5/2,2 kW STANDARD","4_8",4,8,"1000-6","10,5/2,2 kW","STANDARD","/","/","/","/","/",6386,"to be confirmed",10.5,2.2000000000000002,1951,""]
[null,"HGTT_V","HGTT_V","ST","HGTT_V/4_8-1000-6-17/4,3 kW STANDARD","4_8",4,8,"1000-6","17/4,3 kW","STANDARD","/","/","/","/","/",6785,"to be confirmed",17,4.3,4145,""]
[null,"HGTT_V","HGTT_V","ST","HGTT_V/4_8-1000-6-5/1 kW STANDARD","4_8",4,8,"1000-6","5/1 kW","STANDARD","/","/","/","/","/",5493,"to be confirmed",5,1,5949,""]
[null,"HGTT_V","HGTT_V","ST","HGTT_V/4_8-1000-9-10,5/2,2 kW STANDARD","4_8",4,8,"1000-9","10,5/2,2 kW","STANDARD","/","/","/","/","/",6478,"to be confirmed",10.5,2.2000000000000002,1951,""]
[null,"HGTT_V","HGTT_V","ST","HGTT_V/4_8-1000-9-15,5/2,7 kW STANDARD","4_8",4,8,"1000-9","15,5/2,7 kW","STANDARD","/","/","/","/","/",6997,"to be confirmed",15.5,2.7,1952,""]
[null,"HGTT_V","HGTT_V","ST","HGTT_V/4_8-1000-9-22/4,4 kW STANDARD","4_8",4,8,"1000-9","22/4,4 kW","STANDARD","/","/","/","/","/",8100,"to be confirmed",22,4.4000000000000004,1953,""]
[null,"HGTT_V","HGTT_V","ST","HGTT_V/4_8-1250-3-10,5/2,2 kW STANDARD","4_8",4,8,"1250-3","10,5/2,2 kW","STANDARD","/","/","/","/","/",8295,"to be confirmed",10.5,2.2000000000000002,1951,""]
[null,"HGTT_V","HGTT_V","ST","HGTT_V/4_8-1250-3-22/4,4 kW STANDARD","4_8",4,8,"1250-3","22/4,4 kW","STANDARD","/","/","/","/","/",9919,"to be confirmed",22,4.4000000000000004,1953,""]
[null,"HGTT_V","HGTT_V","ST","HGTT_V/4_8-1250-3-5/1 kW STANDARD","4_8",4,8,"1250-3","5/1 kW","STANDARD","/","/","/","/","/",7403,"to be confirmed",5,1,5949,""]
[null,"HGTT_V","HGTT_V","ST","HGTT_V/4_8-1250-6-15,5/2,7 kW STANDARD","4_8",4,8,"1250-6","15,5/2,7 kW","STANDARD","/","/","/","/","/",8919,"to be confirmed",15.5,2.7,1952,""]
[null,"HGTT_V","HGTT_V","ST","HGTT_V/4_8-1250-6-22/4,4 kW STANDARD","4_8",4,8,"1250-6","22/4,4 kW","STANDARD","/","/","/","/","/",10022,"to be confirmed",22,4.4000000000000004,1953,""]
[null,"HGTT_V","HGTT_V","ST","HGTT_V/4_8-1250-6-50/11 kW STANDARD","4_8",4,8,"1250-6","50/11 kW","STANDARD","/","/","/","/","/",14688,"to be confirmed",50,11,1956,""]
[null,"HGTT_V","HGTT_V","ST","HGTT_V/4_8-1250-9-15,5/2,7 kW STANDARD","4_8",4,8,"1250-9","15,5/2,7 kW","STANDARD","/","/","/","/","/",9074,"to be confirmed",15.5,2.7,1952,""]
[null,"HGTT_V","HGTT_V","ST","HGTT_V/4_8-1250-9-22/4,4 kW STANDARD","4_8",4,8,"1250-9","22/4,4 kW","STANDARD","/","/","/","/","/",10177,"to be confirmed",22,4.4000000000000004,1953,""]
[null,"HGTT_V","HGTT_V","ST","HGTT_V/4_8-1250-9-50/11 kW STANDARD","4_8",4,8,"1250-9","50/11 kW","STANDARD","/","/","/","/","/",14842,"to be confirmed",50,11,1956,""]
[null,"HGTT_V","HGTT_V","ST","HGTT_V/4_8-800-3-3/0,65 kW STANDARD","4_8",4,8,"800-3","3/0,65 kW","STANDARD","/","/","/","/","/",3767,"to be confirmed",3,0.65,1947,""]
[null,"HGTT_V","HGTT_V","ST","HGTT_V/4_8-800-6-2,3/0,5 kW STANDARD","4_8",4,8,"800-6","2,3/0,5 kW","STANDARD","/","/","/","/","/",3845,"to be confirmed",2.2999999999999998,0.5,1946,""]
[null,"HGTT_V","HGTT_V","ST","HGTT_V/4_8-800-6-5/1 kW STANDARD","4_8",4,8,"800-6","5/1 kW","STANDARD","/","/","/","/","/",4391,"to be confirmed",5,1,5949,""]
[null,"HGTT_V","HGTT_V","ST","HGTT_V/4_8-800-9-4/0,75 kW STANDARD","4_8",4,8,"800-9","4/0,75 kW","STANDARD","/","/","/","/","/",4235,"to be confirmed",4,0.75,1948,""]
[null,"HGTT_V","HGTT_V","ST","HGTT_V/4_8-800-9-6,8/1,4 kW STANDARD","4_8",4,8,"800-9","6,8/1,4 kW","STANDARD","/","/","/","/","/",4640,"to be confirmed",6.8,1.4,1949,""]
[null,"HGTT_V","HGTT_V","ST","HGTT_V/4_8-800-9-8,4/2,05 kW STANDARD","4_8",4,8,"800-9","8,4/2,05 kW","STANDARD","/","/","/","/","/",4874,"to be confirmed",8.4,2.0499999999999998,1950,""]
[null,"HGTT_V","HGTT_V","ST","HGTT_V/4_8-900-3-4/0,75 kW STANDARD","4_8",4,8,"900-3","4/0,75 kW","STANDARD","/","/","/","/","/",4667,"to be confirmed",4,0.75,1948,""]
[null,"HGTT_V","HGTT_V","ST","HGTT_V/4_8-900-3-8,4/2,05 kW STANDARD","4_8",4,8,"900-3","8,4/2,05 kW","STANDARD","/","/","/","/","/",5305,"to be confirmed",8.4,2.0499999999999998,1950,""]
[null,"HGTT_V","HGTT_V","ST","HGTT_V/4_8-900-6-3/0,65 kW STANDARD","4_8",4,8,"900-6","3/0,65 kW","STANDARD","/","/","/","/","/",4504,"to be confirmed",3,0.65,1947,""]
[null,"HGTT_V","HGTT_V","ST","HGTT_V/4_8-900-6-5/1 kW STANDARD","4_8",4,8,"900-6","5/1 kW","STANDARD","/","/","/","/","/",5032,"to be confirmed",5,1,5949,""]
[null,"HGTT_V","HGTT_V","ST","HGTT_V/4_8-900-9-15,5/2,7 kW STANDARD","4_8",4,8,"900-9","15,5/2,7 kW","STANDARD","/","/","/","/","/",6555,"to be confirmed",15.5,2.7,1952,""]
[null,"HGTT_V","HGTT_V","ST","HGTT_V/4_8-900-9-5/1 kW STANDARD","4_8",4,8,"900-9","5/1 kW","STANDARD","/","/","/","/","/",5142,"to be confirmed",5,1,5949,""]
[null,"HGTT_V","HGTT_V","ST","HGTT_V/4-1000-3-11 kW STANDARD",4,4,0,"1000-3","11 kW","STANDARD","/","/","/","/","/",5431,"3weeks",11,0,1728,""]
[null,"HGTT_V","HGTT_V","ST","HGTT_V/4-1000-3-11 kW IE3",4,4,0,"1000-3","11 kW","IE3","/","/","/","/","/",5562,"4weeks",11,0,5835,""]
[null,"HGTT_V","HGTT_V","ST","HGTT_V/4-1000-3-4 kW STANDARD",4,4,0,"1000-3","4 kW","STANDARD","/","/","/","/","/",4660,"3weeks",4,0,1724,""]
[null,"HGTT_V","HGTT_V","ST","HGTT_V/4-1000-3-7,5 kW STANDARD",4,4,0,"1000-3","7,5 kW","STANDARD","/","/","/","/","/",4884,"3weeks",7.5,0,1726,""]
[null,"HGTT_V","HGTT_V","ST","HGTT_V/4-1000-6-11 kW IE3",4,4,0,"1000-6","11 kW","IE3","/","/","/","/","/",5662,"4weeks",11,0,5835,""]
[null,"HGTT_V","HGTT_V","ST","HGTT_V/4-1000-6-18,5 kW STANDARD",4,4,0,"1000-6","18,5 kW","STANDARD","/","/","/","/","/",6478,"3weeks",18.5,0,1730,""]
[null,"HGTT_V","HGTT_V","ST","HGTT_V/4-1000-6-4 kW IE3",4,4,0,"1000-6","4 kW","IE3","/","/","/","/","/",4823,"to be confirmed",4,0,5913,""]
[null,"HGTT_V","HGTT_V","ST","HGTT_V/4-1000-6-5,5 kW IE3",4,4,0,"1000-6","5,5 kW","IE3","/","/","/","/","/",4940,"to be confirmed",5.5,0,6291,""]
[null,"HGTT_V","HGTT_V","ST","HGTT_V/4-1000-9-11 kW STANDARD",4,4,0,"1000-9","11 kW","STANDARD","/","/","/","/","/",5623,"3weeks",11,0,1728,""]
[null,"HGTT_V","HGTT_V","ST","HGTT_V/4-1000-9-11 kW IE3",4,4,0,"1000-9","11 kW","IE3","/","/","/","/","/",5753,"4weeks",11,0,5835,""]
[null,"HGTT_V","HGTT_V","ST","HGTT_V/4-1000-9-18,5 kW STANDARD",4,4,0,"1000-9","18,5 kW","STANDARD","/","/","/","/","/",6570,"3weeks",18.5,0,1730,""]
[null,"HGTT_V","HGTT_V","ST","HGTT_V/4-1000-9-5,5 kW IE3",4,4,0,"1000-9","5,5 kW","IE3","/","/","/","/","/",5032,"to be confirmed",5.5,0,6291,""]
[null,"HGTT_V","HGTT_V","ST","HGTT_V/4-1000-9-7,5 kW STANDARD",4,4,0,"1000-9","7,5 kW","STANDARD","/","/","/","/","/",5076,"3weeks",7.5,0,1726,""]
[null,"HGTT_V","HGTT_V","ST","HGTT_V/4-1250-3-15 kW IE3",4,4,0,"1250-3","15 kW","IE3","/","/","/","/","/",7823,"4weeks",15,0,6008,""]
[null,"HGTT_V","HGTT_V","ST","HGTT_V/4-1250-3-22 kW STANDARD",4,4,0,"1250-3","22 kW","STANDARD","/","/","/","/","/",8612,"3weeks",22,0,1731,""]
[null,"HGTT_V","HGTT_V","ST","HGTT_V/4-1250-3-30 kW STANDARD",4,4,0,"1250-3","30 kW","STANDARD","/","/","/","/","/",9247,"3weeks",30,0,1732,""]
[null,"HGTT_V","HGTT_V","ST","HGTT_V/4-1250-3-7,5 kW IE3",4,4,0,"1250-3","7,5 kW","IE3","/","/","/","/","/",6991,"4weeks",7.5,0,6286,""]
[null,"HGTT_V","HGTT_V","ST","HGTT_V/4-1250-6-15 kW IE3",4,4,0,"1250-6","15 kW","IE3","/","/","/","/","/",7927,"4weeks",15,0,6008,""]
[null,"HGTT_V","HGTT_V","ST","HGTT_V/4-1250-6-22 kW IE3",4,4,0,"1250-6","22 kW","IE3","/","/","/","/","/",8975,"4weeks",22,0,5777,""]
[null,"HGTT_V","HGTT_V","ST","HGTT_V/4-1250-6-37 kW STANDARD",4,4,0,"1250-6","37 kW","STANDARD","/","/","/","/","/",10434,"4weeks",37,0,1733,""]
[null,"HGTT_V","HGTT_V","ST","HGTT_V/4-1250-6-45 kW STANDARD",4,4,0,"1250-6","45 kW","STANDARD","/","/","/","/","/",11009,"4weeks",45,0,1734,""]
[null,"HGTT_V","HGTT_V","ST","HGTT_V/4-1250-9-18,5 kW STANDARD",4,4,0,"1250-9","18,5 kW","STANDARD","/","/","/","/","/",8647,"3weeks",18.5,0,1730,""]
[null,"HGTT_V","HGTT_V","ST","HGTT_V/4-1250-9-30 kW IE3",4,4,0,"1250-9","30 kW","IE3","/","/","/","/","/",10200,"4weeks",30,0,6096,""]
[null,"HGTT_V","HGTT_V","ST","HGTT_V/4-1250-9-37 kW IE3",4,4,0,"1250-9","37 kW","IE3","/","/","/","/","/",10956,"4weeks",37,0,5911,""]
[null,"HGTT_V","HGTT_V","ST","HGTT_V/4-1250-9-45 kW IE3",4,4,0,"1250-9","45 kW","IE3","/","/","/","/","/",11582,"4weeks",45,0,6137,""]
[null,"HGTT_V","HGTT_V","ST","HGTT_V/4-800-3-1,5 kW STANDARD",4,4,0,"800-3","1,5 kW","STANDARD","/","/","/","/","/",3358,"3weeks",1.5,0,1721,""]
[null,"HGTT_V","HGTT_V","ST","HGTT_V/4-800-3-2,2 kW IE3",4,4,0,"800-3","2,2 kW","IE3","/","/","/","/","/",3456,"to be confirmed",2.2000000000000002,0,6268,""]
[null,"HGTT_V","HGTT_V","ST","HGTT_V/4-800-3-4 kW IE3",4,4,0,"800-3","4 kW","IE3","/","/","/","/","/",3624,"to be confirmed",4,0,5913,""]
[null,"HGTT_V","HGTT_V","ST","HGTT_V/4-800-6-1,5 kW IE3",4,4,0,"800-6","1,5 kW","IE3","/","/","/","/","/",3491,"to be confirmed",1.5,0,6256,""]
[null,"HGTT_V","HGTT_V","ST","HGTT_V/4-800-6-2,2 kW STANDARD",4,4,0,"800-6","2,2 kW","STANDARD","/","/","/","/","/",3506,"3weeks",2.2000000000000002,0,1722,""]
[null,"HGTT_V","HGTT_V","ST","HGTT_V/4-800-6-4 kW STANDARD",4,4,0,"800-6","4 kW","STANDARD","/","/","/","/","/",3657,"3weeks",4,0,1724,""]
[null,"HGTT_V","HGTT_V","ST","HGTT_V/4-800-6-7,5 kW IE3",4,4,0,"800-6","7,5 kW","IE3","/","/","/","/","/",3978,"4weeks",7.5,0,6286,""]
[null,"HGTT_V","HGTT_V","ST","HGTT_V/4-800-6-7,5 kW STANDARD",4,4,0,"800-6","7,5 kW","STANDARD","/","/","/","/","/",3881,"3weeks",7.5,0,1726,""]
[null,"HGTT_V","HGTT_V","ST","HGTT_V/4-800-9-5,5 kW STANDARD",4,4,0,"800-9","5,5 kW","STANDARD","/","/","/","/","/",3873,"3weeks",5.5,0,1725,""]
[null,"HGTT_V","HGTT_V","ST","HGTT_V/4-800-9-7,5 kW STANDARD",4,4,0,"800-9","7,5 kW","STANDARD","/","/","/","/","/",3996,"3weeks",7.5,0,1726,""]
[null,"HGTT_V","HGTT_V","ST","HGTT_V/4-900-3-3 kW IE3",4,4,0,"900-3","3 kW","IE3","/","/","/","/","/",4160,"to be confirmed",3,0,6213,""]
[null,"HGTT_V","HGTT_V","ST","HGTT_V/4-900-3-5,5 kW IE3",4,4,0,"900-3","5,5 kW","IE3","/","/","/","/","/",4383,"to be confirmed",5.5,0,6291,""]
[null,"HGTT_V","HGTT_V","ST","HGTT_V/4-900-6-11 kW STANDARD",4,4,0,"900-6","11 kW","STANDARD","/","/","/","/","/",5070,"3weeks",11,0,1728,""]
[null,"HGTT_V","HGTT_V","ST","HGTT_V/4-900-6-15 kW STANDARD",4,4,0,"900-6","15 kW","STANDARD","/","/","/","/","/",5296,"3weeks",15,0,1729,""]
[null,"HGTT_V","HGTT_V","ST","HGTT_V/4-900-6-5,5 kW IE3",4,4,0,"900-6","5,5 kW","IE3","/","/","/","/","/",4479,"to be confirmed",5.5,0,6291,""]
[null,"HGTT_V","HGTT_V","ST","HGTT_V/4-900-6-5,5 kW STANDARD",4,4,0,"900-6","5,5 kW","STANDARD","/","/","/","/","/",4400,"3weeks",5.5,0,1725,""]
[null,"HGTT_V","HGTT_V","ST","HGTT_V/4-900-9-11 kW IE3",4,4,0,"900-9","11 kW","IE3","/","/","/","/","/",5311,"4weeks",11,0,5835,""]
[null,"HGTT_V","HGTT_V","ST","HGTT_V/4-900-9-15 kW STANDARD",4,4,0,"900-9","15 kW","STANDARD","/","/","/","/","/",5406,"3weeks",15,0,1729,""]
[null,"HGTT_V","HGTT_V","ST","HGTT_V/4-900-9-7,5 kW STANDARD",4,4,0,"900-9","7,5 kW","STANDARD","/","/","/","/","/",4633,"3weeks",7.5,0,1726,""]
[null,"TGT","TGT","ST","TGT/2_4-400-6-2,2/0,6 kW STANDARD","2_4",2,4,"400-6","2,2/0,6 kW","STANDARD",963,1155,1229,1038,1321,"/","to be confirmed",2.2000000000000002,0.6,1931,""]
[null,"TGT","TGT","ST","TGT/2_4-500-6-1,5/0,35 kW STANDARD","2_4",2,4,"500-6","1,5/0,35 kW","STANDARD",956,1148,1233,1041,1326,"/","to be confirmed",1.5,0.35,1930,""]
[null,"TGT","TGT","ST","TGT/2_4-500-6-4,5/1,3 kW STANDARD","2_4",2,4,"500-6","4,5/1,3 kW","STANDARD",1260,1482,1567,1346,1658,"/","to be confirmed",4.5,1.3,1933,""]
[null,"TGT","TGT","ST","TGT/2_4-560-6-6/1,6 kW STANDARD","2_4",2,4,"560-6","6/1,6 kW","STANDARD",1587,1809,1897,1675,1989,"/","to be confirmed",6,1.6,1934,""]
[null,"TGT","TGT","ST","TGT/2_4-560-6-8,3/1,7 kW STANDARD","2_4",2,4,"560-6","8,3/1,7 kW","STANDARD",1809,2170,2258,1897,2350,"/","to be confirmed",8.3000000000000007,1.7,1935,""]
[null,"TGT","TGT","ST","TGT/2_4-630-6-13,5/3,3 kW STANDARD","2_4",2,4,"630-6","13,5/3,3 kW","STANDARD","/","/",2764,2402,2855,"/","to be confirmed",13.5,3.3,1937,""]
[null,"TGT","TGT","ST","TGT/2_4-630-6-6/1,6 kW STANDARD","2_4",2,4,"630-6","6/1,6 kW","STANDARD",1653,1875,1967,1746,2060,"/","to be confirmed",6,1.6,1934,""]
[null,"TGT","TGT","ST","TGT/2-400-6-1,1 kW IE3",2,2,0,"400-6","1,1 kW","IE3",685,877,951,760,1043,"/","to be confirmed",1.1000000000000001,0,6222,""]
[null,"TGT_ATEX_II2GExdIIBT4","TGT_ATEX","II2GExdIIBT4","TGT_ATEX_II2GExdIIBT4/2-400-6-1,1 kW STANDARD",2,2,0,"400-6","1,1 kW","STANDARD","/","/","/",1533,"/","/","5weeks",1.1000000000000001,0,6022," PTC VERSION + 130,00 & DELIVERY TIME 7 WEEKS"]
[null,"TGT","TGT","ST","TGT/2-400-6-1,5 kW STANDARD",2,2,0,"400-6","1,5 kW","STANDARD",703,894,969,776,1060,"/","3weeks",1.5,0,1687,""]
[null,"TGT_ATEX_II2GExdIIBT4","TGT_ATEX","II2GExdIIBT4","TGT_ATEX_II2GExdIIBT4/2-400-6-1,5 kW STANDARD",2,2,0,"400-6","1,5 kW","STANDARD","/","/","/",1603,"/","/","5weeks",1.5,0,6050," PTC VERSION + 148,33 & DELIVERY TIME 7 WEEKS"]
[null,"TGT_ATEX_II3DExtcIIICT125","TGT_ATEX","II3DExtcIIICT125","TGT_ATEX_II3DExtcIIICT125/2-400-6-1,5 kW STANDARD",2,2,0,"400-6","1,5 kW","STANDARD","/","/","/",1774,"/","/","to be confirmed",1.5,0,6122,""]
[null,"TGT","TGT","ST","TGT/2-400-6-2,2 kW STANDARD",2,2,0,"400-6","2,2 kW","STANDARD",754,947,1020,829,1112,"/","3weeks",2.2000000000000002,0,1688,""]
[null,"TGT_ATEX_II2GExdIIBT4","TGT_ATEX","II2GExdIIBT4","TGT_ATEX_II2GExdIIBT4/2-400-6-2,2 kW STANDARD",2,2,0,"400-6","2,2 kW","STANDARD","/","/","/",1725,"/","/","5weeks",2.2000000000000002,0,6208," PTC VERSION + 148,33 & DELIVERY TIME 7 WEEKS"]
[null,"TGT_ATEX_II2GExdIIBT4","TGT_ATEX","II2GExdIIBT4","TGT_ATEX_II2GExdIIBT4/2-450-6-1,5 kW STANDARD",2,2,0,"450-6","1,5 kW","STANDARD","/","/","/",1630,"/","/","5weeks",1.5,0,6050," PTC VERSION + 148,33 & DELIVERY TIME 7 WEEKS"]
[null,"TGT","TGT","ST","TGT/2-450-6-2,2 kW STANDARD",2,2,0,"450-6","2,2 kW","STANDARD",773,965,1046,854,1139,"/","3weeks",2.2000000000000002,0,1688,""]
[null,"TGT_ATEX_II2GExdIIBT4","TGT_ATEX","II2GExdIIBT4","TGT_ATEX_II2GExdIIBT4/2-450-6-2,2 kW STANDARD",2,2,0,"450-6","2,2 kW","STANDARD","/","/","/",1753,"/","/","5weeks",2.2000000000000002,0,6208," PTC VERSION + 148,33 & DELIVERY TIME 7 WEEKS"]
[null,"TGT","TGT","ST","TGT/2-450-6-3 kW IE3",2,2,0,"450-6","3 kW","IE3",887,1092,1174,968,1266,"/","to be confirmed",3,0,6206,""]
[null,"TGT_ATEX_II2GExdIIBT5","TGT_ATEX","II2GExdIIBT5","TGT_ATEX_II2GExdIIBT5/2-450-6-3 kW STANDARD",2,2,0,"450-6","3 kW","STANDARD","/","/","/",2020,"/","/","5weeks",3,0,6167," PTC VERSION + 148,33 & DELIVERY TIME 7 WEEKS"]
[null,"TGT","TGT","ST","TGT/2-500-6-2,2 kW STANDARD",2,2,0,"500-6","2,2 kW","STANDARD",795,987,1073,880,1164,"/","3weeks",2.2000000000000002,0,1688,""]
[null,"TGT","TGT","ST","TGT/2-500-6-2,2 kW IE3",2,2,0,"500-6","2,2 kW","IE3",842,1034,1118,927,1210,"/","to be confirmed",2.2000000000000002,0,6234,""]
[null,"TGT_ATEX_II2GExdIIBT5","TGT_ATEX","II2GExdIIBT5","TGT_ATEX_II2GExdIIBT5/2-500-6-2,2 kW STANDARD",2,2,0,"500-6","2,2 kW","STANDARD",1689,"/","/",1781,"/","/","5weeks",2.2000000000000002,0,5818," PTC VERSION + 148,33 & DELIVERY TIME 7 WEEKS"]
[null,"TGT","TGT","ST","TGT/2-500-6-3 kW STANDARD",2,2,0,"500-6","3 kW","STANDARD",858,1065,1150,943,1242,"/","3weeks",3,0,1689,""]
[null,"TGT_ATEX_II2GExdIIBT5","TGT_ATEX","II2GExdIIBT5","TGT_ATEX_II2GExdIIBT5/2-500-6-3 kW STANDARD",2,2,0,"500-6","3 kW","STANDARD",1956,"/","/",2048,"/","/","5weeks",3,0,6167," PTC VERSION + 148,33 & DELIVERY TIME 7 WEEKS"]
[null,"TGT","TGT","ST","TGT/2-500-6-4 kW STANDARD",2,2,0,"500-6","4 kW","STANDARD",922,1129,1214,1007,1307,"/","3weeks",4,0,1690,""]
[null,"TGT_ATEX_II2GExdIIBT5","TGT_ATEX","II2GExdIIBT5","TGT_ATEX_II2GExdIIBT5/2-500-6-4 kW STANDARD",2,2,0,"500-6","4 kW","STANDARD",2307,"/","/",2399,"/","/","5weeks",4,0,6262," PTC VERSION + 148,33 & DELIVERY TIME 7 WEEKS"]
[null,"TGT","TGT","ST","TGT/2-560-6-3 kW IE3",2,2,0,"560-6","3 kW","IE3",1000,1207,1296,1089,1388,"/","to be confirmed",3,0,6206,""]
[null,"TGT","TGT","ST","TGT/2-560-6-3 kW STANDARD",2,2,0,"560-6","3 kW","STANDARD",951,1157,1246,1039,1338,"/","3weeks",3,0,1689,""]
[null,"TGT_ATEX_II2GExdIIBT5","TGT_ATEX","II2GExdIIBT5","TGT_ATEX_II2GExdIIBT5/2-560-6-3 kW STANDARD",2,2,0,"560-6","3 kW","STANDARD",2056,"/","/",2152,"/","/","5weeks",3,0,6167," PTC VERSION + 148,33 & DELIVERY TIME 7 WEEKS"]
[null,"TGT","TGT","ST","TGT/2-560-6-4 kW IE3",2,2,0,"560-6","4 kW","IE3",1075,1281,1370,1164,1462,"/","to be confirmed",4,0,5929,""]
[null,"TGT_ATEX_II2GExdIIBT5","TGT_ATEX","II2GExdIIBT5","TGT_ATEX_II2GExdIIBT5/2-560-6-4 kW STANDARD",2,2,0,"560-6","4 kW","STANDARD",2407,"/","/",2503,"/","/","5weeks",4,0,6262," PTC VERSION + 148,33 & DELIVERY TIME 7 WEEKS"]
[null,"TGT","TGT","ST","TGT/2-560-6-5,5 kW STANDARD",2,2,0,"560-6","5,5 kW","STANDARD",1136,1357,1445,1224,1538,"/","3weeks",5.5,0,1691,""]
[null,"TGT_ATEX_II2GExdIIBT4","TGT_ATEX","II2GExdIIBT4","TGT_ATEX_II2GExdIIBT4/2-560-6-5,5 kW STANDARD",2,2,0,"560-6","5,5 kW","STANDARD",2883,"/","/",2978,"/","/","5weeks",5.5,0,6198," PTC VERSION + 171,67 & DELIVERY TIME 7 WEEKS"]
[null,"TGT","TGT","ST","TGT/2-560-6-7,5 kW STANDARD",2,2,0,"560-6","7,5 kW","STANDARD",1271,1493,1581,1359,1673,"/","3weeks",7.5,0,1692,""]
[null,"TGT_ATEX_II2GExdIIBT4","TGT_ATEX","II2GExdIIBT4","TGT_ATEX_II2GExdIIBT4/2-560-6-7,5 kW STANDARD",2,2,0,"560-6","7,5 kW","STANDARD",3210,"/","/",3306,"/","/","5weeks",7.5,0,6204," PTC VERSION + 171,67 & DELIVERY TIME 7 WEEKS"]
[null,"TGT_ATEX_II2GExdIIBT5","TGT_ATEX","II2GExdIIBT5","TGT_ATEX_II2GExdIIBT5/2-560-6-7,5 kW STANDARD",2,2,0,"560-6","7,5 kW","STANDARD",3210,"/","/",3306,"/","/","5weeks",7.5,0,6191," PTC VERSION + 171,67 & DELIVERY TIME 7 WEEKS"]
[null,"TGT","TGT","ST","TGT/2-560-6-9,2 kW IE3",2,2,0,"560-6","9,2 kW","IE3",1542,1903,1991,1630,2084,"/","4weeks",9.1999999999999993,0,5933,""]
[null,"TGT_ATEX_II2GExdIIBT4","TGT_ATEX","II2GExdIIBT4","TGT_ATEX_II2GExdIIBT4/2-560-6-9,2 kW STANDARD",2,2,0,"560-6","9,2 kW","STANDARD",{"$error":"#VALUE!"},"/","/",{"$error":"#VALUE!"},"/","/","to be confirmed",9.1999999999999993,0,6092,"IF YOU NEED PRICE CONTACT SALES DEPARTMENT"]
[null,"TGT","TGT","ST","TGT/2-630-6-15 kW STANDARD",2,2,0,"630-6","15 kW","STANDARD","/","/",2529,2167,2620,"/","3weeks",15,0,1695,""]
[null,"TGT","TGT","ST","TGT/2-630-6-18,5 kW STANDARD",2,2,0,"630-6","18,5 kW","STANDARD","/","/",2856,2473,2949,"/","3weeks",18.5,0,1696,""]
[null,"TGT_ATEX_II2GExdIICT4","TGT_ATEX","II2GExdIICT4","TGT_ATEX_II2GExdIICT4/2-630-6-5,5 kW STANDARD",2,2,0,"630-6","5,5 kW","STANDARD",3282,"/","/",3381,"/","/","5weeks",5.5,0,6310," PTC VERSION + 171,67 & DELIVERY TIME 7 WEEKS"]
[null,"TGT_ATEX_II3DExtcIIICT125","TGT_ATEX","II3DExtcIIICT125","TGT_ATEX_II3DExtcIIICT125/2-630-6-5,5 kW STANDARD",2,2,0,"630-6","5,5 kW","STANDARD",2792,"/","/",2892,"/","/","to be confirmed",5.5,0,6073,""]
[null,"TGT_ATEX_II2GExdIICT4","TGT_ATEX","II2GExdIICT4","TGT_ATEX_II2GExdIICT4/2-630-6-7,5 kW STANDARD",2,2,0,"630-6","7,5 kW","STANDARD",3653,"/","/",3753,"/","/","5weeks",7.5,0,5974," PTC VERSION + 171,67 & DELIVERY TIME 7 WEEKS"]
[null,"TGT_ATEX_II2GExdIIBT4","TGT_ATEX","II2GExdIIBT4","TGT_ATEX_II2GExdIIBT4/2-630-6-7,5 kW STANDARD",2,2,0,"630-6","7,5 kW","STANDARD",3282,"/","/",3381,"/","/","5weeks",7.5,0,6204," PTC VERSION + 171,67 & DELIVERY TIME 7 WEEKS"]
[null,"TGT_ATEX_II3DExtcIIICT125","TGT_ATEX","II3DExtcIIICT125","TGT_ATEX_II3DExtcIIICT125/2-630-6-7,5 kW STANDARD",2,2,0,"630-6","7,5 kW","STANDARD",3146,"/","/",3247,"/","/","to be confirmed",7.5,0,5969,""]
[null,"TGT","TGT","ST","TGT/4_6-1000-3-10,5/3,5 kW STANDARD","4_6",4,6,"1000-3","10,5/3,5 kW","STANDARD",4038,4399,4724,4362,4854,"/","to be confirmed",10.5,3.5,1967,""]
[null,"TGT","TGT","ST","TGT/4_6-1000-3-4,5/1,5 kW STANDARD","4_6",4,6,"1000-3","4,5/1,5 kW","STANDARD",2300,2520,2846,2624,2975,"/","to be confirmed",4.5,1.5,1965,""]
[null,"TGT","TGT","ST","TGT/4_6-1000-6-14/4,5 kW STANDARD","4_6",4,6,"1000-6","14/4,5 kW","STANDARD",3365,3727,4051,3690,4181,"/","to be confirmed",14,4.5,4148,""]
[null,"TGT","TGT","ST","TGT/4_6-1000-6-4,5/1,5 kW STANDARD","4_6",4,6,"1000-6","4,5/1,5 kW","STANDARD",2400,2620,2946,2724,3075,"/","to be confirmed",4.5,1.5,1965,""]
[null,"TGT","TGT","ST","TGT/4_6-1000-9-14/4,5 kW STANDARD","4_6",4,6,"1000-9","14/4,5 kW","STANDARD",3457,3818,4144,3782,4273,"/","to be confirmed",14,4.5,4148,""]
[null,"TGT","TGT","ST","TGT/4_6-1000-9-20/8,5 kW STANDARD","4_6",4,6,"1000-9","20/8,5 kW","STANDARD",4147,4530,4855,4471,4984,"/","to be confirmed",20,8.5,4149,""]
[null,"TGT","TGT","ST","TGT/4_6-1000-9-6/2 kW STANDARD","4_6",4,6,"1000-9","6/2 kW","STANDARD",2823,3044,3369,3148,3498,"/","to be confirmed",6,2,1966,""]
[null,"TGT","TGT","ST","TGT/4_6-1120-3-16/5 kW STANDARD","4_6",4,6,"1120-3","16/5 kW","STANDARD",4998,5382,6102,5718,6249,"/","to be confirmed",16,5,1968,""]
[null,"TGT","TGT","ST","TGT/4_6-1120-3-4,5/1,5 kW STANDARD","4_6",4,6,"1120-3","4,5/1,5 kW","STANDARD",2632,2853,3573,3351,3720,"/","to be confirmed",4.5,1.5,1965,""]
[null,"TGT","TGT","ST","TGT/4_6-1120-6-16/5 kW STANDARD","4_6",4,6,"1120-6","16/5 kW","STANDARD",5102,5486,6205,5822,6352,"/","to be confirmed",16,5,1968,""]
[null,"TGT","TGT","ST","TGT/4_6-1120-6-23/7,2 kW STANDARD","4_6",4,6,"1120-6","23/7,2 kW","STANDARD",6242,6626,7345,6961,7492,"/","to be confirmed",23,7.2,1970,""]
[null,"TGT","TGT","ST","TGT/4_6-1120-9-16/5 kW STANDARD","4_6",4,6,"1120-9","16/5 kW","STANDARD",5257,5640,6360,5976,6507,"/","to be confirmed",16,5,1968,""]
[null,"TGT","TGT","ST","TGT/4_6-1120-9-23/7,2 kW STANDARD","4_6",4,6,"1120-9","23/7,2 kW","STANDARD",6397,6780,7500,7116,7648,"/","to be confirmed",23,7.2,1970,""]
[null,"TGT","TGT","ST","TGT/4_6-1120-9-42/14 kW STANDARD","4_6",4,6,"1120-9","42/14 kW","STANDARD",9944,10423,11143,10663,11290,"/","to be confirmed",42,14,1972,""]
[null,"TGT","TGT","ST","TGT/4_6-1250-12-20/6,5 kW STANDARD","4_6",4,6,"1250-12","20/6,5 kW","STANDARD",5954,6337,7112,6728,7259,"/","to be confirmed",20,6.5,1969,""]
[null,"TGT","TGT","ST","TGT/4_6-1250-12-30/9 kW STANDARD","4_6",4,6,"1250-12","30/9 kW","STANDARD",7093,7478,8252,7868,8399,"/","to be confirmed",30,9,1971,""]
[null,"TGT","TGT","ST","TGT/4_6-1250-3-14/4,5 kW STANDARD","4_6",4,6,"1250-3","14/4,5 kW","STANDARD",3652,4015,4788,4427,4937,"/","to be confirmed",14,4.5,4148,""]
[null,"TGT","TGT","ST","TGT/4_6-1250-3-20/8,5 kW STANDARD","4_6",4,6,"1250-3","20/8,5 kW","STANDARD",4342,4725,5500,5117,5648,"/","to be confirmed",20,8.5,4149,""]
[null,"TGT","TGT","ST","TGT/4_6-1250-3-6/2 kW STANDARD","4_6",4,6,"1250-3","6/2 kW","STANDARD",3018,3240,4015,3793,4163,"/","to be confirmed",6,2,1966,""]
[null,"TGT","TGT","ST","TGT/4_6-1250-6-20/6,5 kW STANDARD","4_6",4,6,"1250-6","20/6,5 kW","STANDARD",5681,6064,6839,6456,6986,"/","to be confirmed",20,6.5,1969,""]
[null,"TGT","TGT","ST","TGT/4_6-1250-6-30/9 kW STANDARD","4_6",4,6,"1250-6","30/9 kW","STANDARD",6821,7205,7979,7595,8126,"/","to be confirmed",30,9,1971,""]
[null,"TGT","TGT","ST","TGT/4_6-1250-9-14/4,5 kW STANDARD","4_6",4,6,"1250-9","14/4,5 kW","STANDARD",3911,4273,5047,4686,5195,"/","to be confirmed",14,4.5,4148,""]
[null,"TGT","TGT","ST","TGT/4_6-1250-9-16/5 kW STANDARD","4_6",4,6,"1250-9","16/5 kW","STANDARD",5312,5696,6471,6087,6618,"/","to be confirmed",16,5,1968,""]
[null,"TGT","TGT","ST","TGT/4_6-1250-9-23/7,2 kW STANDARD","4_6",4,6,"1250-9","23/7,2 kW","STANDARD",6453,6836,7611,7227,7758,"/","to be confirmed",23,7.2,1970,""]
[null,"TGT","TGT","ST","TGT/4_6-1409-12-115/40 kW STANDARD","4_6",4,6,"1409-12","115/40 kW","STANDARD","/",22785,23963,"/",25132,"/","7weeks",115,40,5878,""]
[null,"TGT","TGT","ST","TGT/4_6-1409-12-50/18 kW STANDARD","4_6",4,6,"1409-12","50/18 kW","STANDARD","/",14552,15729,"/",16899,"/","7weeks",50,18,5855,""]
[null,"TGT","TGT","ST","TGT/4_6-1409-12-95/34 kW STANDARD","4_6",4,6,"1409-12","95/34 kW","STANDARD","/",21034,22211,"/",23381,"/","7weeks",95,34,6160,""]
[null,"TGT","TGT","ST","TGT/4_6-1409-3-23/7,2 kW STANDARD","4_6",4,6,"1409-3","23/7,2 kW","STANDARD",9374,9751,10551,10929,12099,"/","to be confirmed",23,7.2,1970,""]
[null,"TGT","TGT","ST","TGT/4_6-1409-3-50/18 kW STANDARD","4_6",4,6,"1409-3","50/18 kW","STANDARD","/",13255,14432,"/",15601,"/","7weeks",50,18,5855,""]
[null,"TGT","TGT","ST","TGT/4_6-1409-6-34/11 kW STANDARD","4_6",4,6,"1409-6","34/11 kW","STANDARD",11336,11713,12513,12891,14061,"/","to be confirmed",34,11,6265,""]
[null,"TGT","TGT","ST","TGT/4_6-1409-6-42/14 kW STANDARD","4_6",4,6,"1409-6","42/14 kW","STANDARD",13432,13809,14610,14987,16157,"/","to be confirmed",42,14,1972,""]
[null,"TGT","TGT","ST","TGT/4_6-1409-6-80/28 kW STANDARD","4_6",4,6,"1409-6","80/28 kW","STANDARD","/",18191,19368,"/",20537,"/","7weeks",80,28,6179,""]
[null,"TGT","TGT","ST","TGT/4_6-1409-9-42/14 kW STANDARD","4_6",4,6,"1409-9","42/14 kW","STANDARD",13866,14244,15044,15421,16590,"/","to be confirmed",42,14,1972,""]
[null,"TGT","TGT","ST","TGT/4_6-1409-9-80/28 kW STANDARD","4_6",4,6,"1409-9","80/28 kW","STANDARD","/",18624,19802,"/",20972,"/","7weeks",80,28,6179,""]
[null,"TGT","TGT","ST","TGT/4_6-1609-12-125/45 kW STANDARD","4_6",4,6,"1609-12","125/45 kW","STANDARD","/",25437,26765,"/",28086,"/","7weeks",125,45,5989,""]
[null,"TGT","TGT","ST","TGT/4_6-1609-3-42/14 kW STANDARD","4_6",4,6,"1609-3","42/14 kW","STANDARD",13391,13768,14719,15096,16417,"/","to be confirmed",42,14,1972,""]
[null,"TGT","TGT","ST","TGT/4_6-1609-3-80/28 kW STANDARD","4_6",4,6,"1609-3","80/28 kW","STANDARD","/",18149,19478,"/",20799,"/","7weeks",80,28,6179,""]
[null,"TGT","TGT","ST","TGT/4_6-1609-3-95/34 kW STANDARD","4_6",4,6,"1609-3","95/34 kW","STANDARD","/",20125,21453,"/",22774,"/","7weeks",95,34,6160,""]
[null,"TGT","TGT","ST","TGT/4_6-1609-6-145/55 kW STANDARD","4_6",4,6,"1609-6","145/55 kW","STANDARD","/",26989,28317,"/",29638,"/","7weeks",145,55,5843,""]
[null,"TGT","TGT","ST","TGT/4_6-1609-6-95/34 kW STANDARD","4_6",4,6,"1609-6","95/34 kW","STANDARD","/",20554,21884,"/",23204,"/","7weeks",95,34,6160,""]
[null,"TGT","TGT","ST","TGT/4_6-1609-9-80/28 kW STANDARD","4_6",4,6,"1609-9","80/28 kW","STANDARD","/",19013,20342,"/",21663,"/","7weeks",80,28,6179,""]
[null,"TGT","TGT","ST","TGT/4_6-500-6-0,66/0,25 kW STANDARD","4_6",4,6,"500-6","0,66/0,25 kW","STANDARD",868,1060,1145,953,1237,"/","to be confirmed",0.66,0.25,1959,""]
[null,"TGT","TGT","ST","TGT/4_6-560-6-0,5/0,19 kW STANDARD","4_6",4,6,"560-6","0,5/0,19 kW","STANDARD",930,1122,1210,1019,1302,"/","to be confirmed",0.5,0.19,1958,""]
[null,"TGT","TGT","ST","TGT/4_6-560-6-1/0,3 kW STANDARD","4_6",4,6,"560-6","1/0,3 kW","STANDARD",1038,1230,1318,1127,1411,"/","to be confirmed",1,0.3,1961,""]
[null,"TGT","TGT","ST","TGT/4_6-630-6-0,78/0,3 kW STANDARD","4_6",4,6,"630-6","0,78/0,3 kW","STANDARD",1048,1239,1332,1141,1424,"/","to be confirmed",0.78,0.3,1960,""]
[null,"TGT","TGT","ST","TGT/4_6-630-6-1,5/0,45 kW STANDARD","4_6",4,6,"630-6","1,5/0,45 kW","STANDARD",1204,1396,1488,1296,1580,"/","to be confirmed",1.5,0.45,1962,""]
[null,"TGT","TGT","ST","TGT/4_6-710-3-0,66/0,25 kW STANDARD","4_6",4,6,"710-3","0,66/0,25 kW","STANDARD",1041,1233,1362,1170,1473,"/","to be confirmed",0.66,0.25,1959,""]
[null,"TGT","TGT","ST","TGT/4_6-710-3-1/0,3 kW STANDARD","4_6",4,6,"710-3","1/0,3 kW","STANDARD",1120,1311,1440,1249,1551,"/","to be confirmed",1,0.3,1961,""]
[null,"TGT","TGT","ST","TGT/4_6-710-6-2,5/0,8 kW STANDARD","4_6",4,6,"710-6","2,5/0,8 kW","STANDARD",1474,1835,1964,1603,2074,"/","to be confirmed",2.5,0.8,1963,""]
[null,"TGT","TGT","ST","TGT/4_6-800-3-1,5/0,45 kW STANDARD","4_6",4,6,"800-3","1,5/0,45 kW","STANDARD",1381,1572,1750,1558,1860,"/","to be confirmed",1.5,0.45,1962,""]
[null,"TGT","TGT","ST","TGT/4_6-800-3-4,5/1,5 kW STANDARD","4_6",4,6,"800-3","4,5/1,5 kW","STANDARD",1839,2060,2237,2015,2347,"/","to be confirmed",4.5,1.5,1965,""]
[null,"TGT","TGT","ST","TGT/4_6-800-6-3/1 kW STANDARD","4_6",4,6,"800-6","3/1 kW","STANDARD",1727,1934,2111,1904,2221,"/","to be confirmed",3,1,1964,""]
[null,"TGT","TGT","ST","TGT/4_6-800-9-4,5/1,5 kW STANDARD","4_6",4,6,"800-9","4,5/1,5 kW","STANDARD",2049,2271,2447,2225,2558,"/","to be confirmed",4.5,1.5,1965,""]
[null,"TGT","TGT","ST","TGT/4_6-800-9-6/2 kW STANDARD","4_6",4,6,"800-9","6/2 kW","STANDARD",2381,2602,2779,2558,2890,"/","to be confirmed",6,2,1966,""]
[null,"TGT","TGT","ST","TGT/4_6-900-3-3/1 kW STANDARD","4_6",4,6,"900-3","3/1 kW","STANDARD",2026,2232,2457,2251,2587,"/","to be confirmed",3,1,1964,""]
[null,"TGT","TGT","ST","TGT/4_6-900-6-10,5/3,5 kW STANDARD","4_6",4,6,"900-6","10,5/3,5 kW","STANDARD",4067,4429,4654,4293,4783,"/","to be confirmed",10.5,3.5,1967,""]
[null,"TGT","TGT","ST","TGT/4_6-900-6-4,5/1,5 kW STANDARD","4_6",4,6,"900-6","4,5/1,5 kW","STANDARD",2329,2551,2776,2554,2905,"/","to be confirmed",4.5,1.5,1965,""]
[null,"TGT","TGT","ST","TGT/4_6-900-9-14/4,5 kW STANDARD","4_6",4,6,"900-9","14/4,5 kW","STANDARD",3406,3767,3993,3630,4122,"/","to be confirmed",14,4.5,4148,""]
[null,"TGT","TGT","ST","TGT/4_8-1000-3-10,5/2,2 kW STANDARD","4_8",4,8,"1000-3","10,5/2,2 kW","STANDARD",3368,3730,4055,3693,4184,"/","to be confirmed",10.5,2.2000000000000002,1951,""]
[null,"TGT","TGT","ST","TGT/4_8-1000-3-3/0,65 kW STANDARD","4_8",4,8,"1000-3","3/0,65 kW","STANDARD",1948,2155,2480,2273,2609,"/","to be confirmed",3,0.65,1947,""]
[null,"TGT","TGT","ST","TGT/4_8-1000-3-5/1 kW STANDARD","4_8",4,8,"1000-3","5/1 kW","STANDARD",2476,2697,3022,2801,3150,"/","to be confirmed",5,1,5949,""]
[null,"TGT","TGT","ST","TGT/4_8-1000-3-6,8/1,4 kW STANDARD","4_8",4,8,"1000-3","6,8/1,4 kW","STANDARD",2613,2833,3159,2937,3287,"/","to be confirmed",6.8,1.4,1949,""]
[null,"TGT","TGT","ST","TGT/4_8-1000-6-15,5/2,7 kW STANDARD","4_8",4,8,"1000-6","15,5/2,7 kW","STANDARD",3987,4349,4674,4313,4803,"/","to be confirmed",15.5,2.7,1952,""]
[null,"TGT","TGT","ST","TGT/4_8-1000-6-22/4,4 kW STANDARD","4_8",4,8,"1000-6","22/4,4 kW","STANDARD",5091,5474,5800,5415,5928,"/","to be confirmed",22,4.4000000000000004,1953,""]
[null,"TGT","TGT","ST","TGT/4_8-1000-6-6,8/1,4 kW STANDARD","4_8",4,8,"1000-6","6,8/1,4 kW","STANDARD",2712,2933,3258,3037,3387,"/","to be confirmed",6.8,1.4,1949,""]
[null,"TGT","TGT","ST","TGT/4_8-1000-9-15,5/2,7 kW STANDARD","4_8",4,8,"1000-9","15,5/2,7 kW","STANDARD",4080,4441,4765,4404,4895,"/","to be confirmed",15.5,2.7,1952,""]
[null,"TGT","TGT","ST","TGT/4_8-1000-9-6,8/1,4 kW STANDARD","4_8",4,8,"1000-9","6,8/1,4 kW","STANDARD",2804,3026,3350,3128,3479,"/","to be confirmed",6.8,1.4,1949,""]
[null,"TGT","TGT","ST","TGT/4_8-1120-3-15,5/2,7 kW STANDARD","4_8",4,8,"1120-3","15,5/2,7 kW","STANDARD",4219,4582,5301,4940,5448,"/","to be confirmed",15.5,2.7,1952,""]
[null,"TGT","TGT","ST","TGT/4_8-1120-3-4/0,75 kW STANDARD","4_8",4,8,"1120-3","4/0,75 kW","STANDARD",2538,2745,3464,3258,3612,"/","to be confirmed",4,0.75,1948,""]
[null,"TGT","TGT","ST","TGT/4_8-1120-3-5/1,3 kW STANDARD","4_8",4,8,"1120-3","5/1,3 kW","STANDARD",2591,2812,3532,3310,3680,"/","to be confirmed",5,1.3,4141,""]
[null,"TGT","TGT","ST","TGT/4_8-1120-3-8,4/2,05 kW STANDARD","4_8",4,8,"1120-3","8,4/2,05 kW","STANDARD",3178,3539,4258,3897,4405,"/","to be confirmed",8.4,2.0499999999999998,1950,""]
[null,"TGT","TGT","ST","TGT/4_8-1120-6-17/4,3 kW STANDARD","4_8",4,8,"1120-6","17/4,3 kW","STANDARD",4203,4586,5306,4922,5453,"/","to be confirmed",17,4.3,4145,""]
[null,"TGT","TGT","ST","TGT/4_8-1120-6-8,4/2,05 kW STANDARD","4_8",4,8,"1120-6","8,4/2,05 kW","STANDARD",3281,3642,4361,4000,4509,"/","to be confirmed",8.4,2.0499999999999998,1950,""]
[null,"TGT","TGT","ST","TGT/4_8-1120-9-17/3,4 kW STANDARD","4_8",4,8,"1120-9","17/3,4 kW","STANDARD",5250,5634,6353,5970,6501,"/","to be confirmed",17,3.4,6263,""]
[null,"TGT","TGT","ST","TGT/4_8-1120-9-42/10 kW STANDARD","4_8",4,8,"1120-9","42/10 kW","STANDARD",9181,9660,10380,9900,10528,"/","to be confirmed",42,10,1955,""]
[null,"TGT","TGT","ST","TGT/4_8-1250-12-42/10 kW STANDARD","4_8",4,8,"1250-12","42/10 kW","STANDARD",9354,9834,10609,10129,10756,"/","to be confirmed",42,10,1955,""]
[null,"TGT","TGT","ST","TGT/4_8-1250-3-17/3,4 kW STANDARD","4_8",4,8,"1250-3","17/3,4 kW","STANDARD",5048,5431,6206,5823,6353,"/","to be confirmed",17,3.4,6263,""]
[null,"TGT","TGT","ST","TGT/4_8-1250-3-17/4,3 kW STANDARD","4_8",4,8,"1250-3","17/4,3 kW","STANDARD",4154,4539,5313,4929,5460,"/","to be confirmed",17,4.3,4145,""]
[null,"TGT","TGT","ST","TGT/4_8-1250-3-5/1,3 kW STANDARD","4_8",4,8,"1250-3","5/1,3 kW","STANDARD",2646,2868,3642,3421,3790,"/","to be confirmed",5,1.3,4141,""]
[null,"TGT","TGT","ST","TGT/4_8-1250-6-10,5/2,2 kW STANDARD","4_8",4,8,"1250-6","10,5/2,2 kW","STANDARD",3859,4220,4995,4633,5142,"/","to be confirmed",10.5,2.2000000000000002,1951,""]
[null,"TGT","TGT","ST","TGT/4_8-1250-6-17/4,3 kW STANDARD","4_8",4,8,"1250-6","17/4,3 kW","STANDARD",4258,4641,5416,5033,5563,"/","to be confirmed",17,4.3,4145,""]
[null,"TGT","TGT","ST","TGT/4_8-1250-6-42/10 kW STANDARD","4_8",4,8,"1250-6","42/10 kW","STANDARD",9081,9561,10336,9856,10483,"/","to be confirmed",42,10,1955,""]
[null,"TGT","TGT","ST","TGT/4_8-1250-9-17/4,3 kW STANDARD","4_8",4,8,"1250-9","17/4,3 kW","STANDARD",4413,4797,5571,5187,5719,"/","to be confirmed",17,4.3,4145,""]
[null,"TGT","TGT","ST","TGT/4_8-1250-9-42/10 kW STANDARD","4_8",4,8,"1250-9","42/10 kW","STANDARD",9236,9716,10490,10011,10638,"/","to be confirmed",42,10,1955,""]
[null,"TGT","TGT","ST","TGT/4_8-1409-12-130/33 kW STANDARD","4_8",4,8,"1409-12","130/33 kW","STANDARD","/",21666,22844,"/",24014,"/","7weeks",130,33,5838,""]
[null,"TGT","TGT","ST","TGT/4_8-1409-12-160/40 kW STANDARD","4_8",4,8,"1409-12","160/40 kW","STANDARD","/",23746,24923,"/",26093,"/","7weeks",160,40,5915,""]
[null,"TGT","TGT","ST","TGT/4_8-1409-12-68/17 kW STANDARD","4_8",4,8,"1409-12","68/17 kW","STANDARD","/",17186,18363,"/",19533,"/","7weeks",68,17,5965,""]
[null,"TGT","TGT","ST","TGT/4_8-1409-3-17/4,3 kW STANDARD","4_8",4,8,"1409-3","17/4,3 kW","STANDARD",7287,7664,8466,8843,10012,"/","to be confirmed",17,4.3,4145,""]
[null,"TGT","TGT","ST","TGT/4_8-1409-3-42/10 kW STANDARD","4_8",4,8,"1409-3","42/10 kW","STANDARD",12221,12599,13400,13776,14946,"/","to be confirmed",42,10,1955,""]
[null,"TGT","TGT","ST","TGT/4_8-1409-6-33/8 kW STANDARD","4_8",4,8,"1409-6","33/8 kW","STANDARD",12006,12384,13184,13561,14731,"/","to be confirmed",33,8,1954,""]
[null,"TGT","TGT","ST","TGT/4_8-1409-6-68/17 kW STANDARD","4_8",4,8,"1409-6","68/17 kW","STANDARD","/",16317,17496,"/",18665,"/","7weeks",68,17,5965,""]
[null,"TGT","TGT","ST","TGT/4_8-1409-9-130/33 kW STANDARD","4_8",4,8,"1409-9","130/33 kW","STANDARD","/",21233,22410,"/",23579,"/","7weeks",130,33,5838,""]
[null,"TGT","TGT","ST","TGT/4_8-1409-9-42/10 kW STANDARD","4_8",4,8,"1409-9","42/10 kW","STANDARD",13086,13464,14264,14641,15810,"/","to be confirmed",42,10,1955,""]
[null,"TGT","TGT","ST","TGT/4_8-1409-9-68/17 kW STANDARD","4_8",4,8,"1409-9","68/17 kW","STANDARD","/",16751,17929,"/",19099,"/","7weeks",68,17,5965,""]
[null,"TGT","TGT","ST","TGT/4_8-1609-12-130/33 kW STANDARD","4_8",4,8,"1609-12","130/33 kW","STANDARD","/",22055,23383,"/",24704,"/","7weeks",130,33,5838,""]
[null,"TGT","TGT","ST","TGT/4_8-1609-3-42/10 kW STANDARD","4_8",4,8,"1609-3","42/10 kW","STANDARD",12610,12988,13939,14316,15637,"/","to be confirmed",42,10,1955,""]
[null,"TGT","TGT","ST","TGT/4_8-1609-3-68/17 kW STANDARD","4_8",4,8,"1609-3","68/17 kW","STANDARD","/",16277,17605,"/",18926,"/","7weeks",68,17,5965,""]
[null,"TGT","TGT","ST","TGT/4_8-1609-6-130/33 kW STANDARD","4_8",4,8,"1609-6","130/33 kW","STANDARD","/",21187,22516,"/",23837,"/","7weeks",130,33,5838,""]
[null,"TGT","TGT","ST","TGT/4_8-1609-6-80/20 kW STANDARD","4_8",4,8,"1609-6","80/20 kW","STANDARD","/",17639,18968,"/",20289,"/","7weeks",80,20,6055,""]
[null,"TGT","TGT","ST","TGT/4_8-1609-9-160/40 kW STANDARD","4_8",4,8,"1609-9","160/40 kW","STANDARD","/",23701,25029,"/",26350,"/","7weeks",160,40,5915,""]
[null,"TGT","TGT","ST","TGT/4_8-1609-9-80/20 kW STANDARD","4_8",4,8,"1609-9","80/20 kW","STANDARD","/",18073,19401,"/",20722,"/","7weeks",80,20,6055,""]
[null,"TGT","TGT","ST","TGT/4_8-500-6-0,75/0,12 kW STANDARD","4_8",4,8,"500-6","0,75/0,12 kW","STANDARD",909,1100,1185,994,1277,"/","to be confirmed",0.75,0.12,1943,""]
[null,"TGT","TGT","ST","TGT/4_8-560-6-0,55/0,13 kW STANDARD","4_8",4,8,"560-6","0,55/0,13 kW","STANDARD",897,1089,1178,985,1270,"/","to be confirmed",0.55000000000000004,0.13,1942,""]
[null,"TGT","TGT","ST","TGT/4_8-630-6-0,55/0,13 kW STANDARD","4_8",4,8,"630-6","0,55/0,13 kW","STANDARD",963,1155,1248,1056,1340,"/","to be confirmed",0.55000000000000004,0.13,1942,""]
[null,"TGT","TGT","ST","TGT/4_8-630-6-1,7/0,35 kW STANDARD","4_8",4,8,"630-6","1,7/0,35 kW","STANDARD",1211,1402,1495,1304,1587,"/","to be confirmed",1.7,0.35,1945,""]
[null,"TGT","TGT","ST","TGT/4_8-710-3-0,75/0,12 kW STANDARD","4_8",4,8,"710-3","0,75/0,12 kW","STANDARD",1082,1273,1402,1211,1514,"/","to be confirmed",0.75,0.12,1943,""]
[null,"TGT","TGT","ST","TGT/4_8-710-3-2,3/0,5 kW STANDARD","4_8",4,8,"710-3","2,3/0,5 kW","STANDARD",1307,1499,1628,1436,1738,"/","to be confirmed",2.2999999999999998,0.5,1946,""]
[null,"TGT","TGT","ST","TGT/4_8-710-6-1,7/0,35 kW STANDARD","4_8",4,8,"710-6","1,7/0,35 kW","STANDARD",1321,1514,1643,1451,1753,"/","to be confirmed",1.7,0.35,1945,""]
[null,"TGT","TGT","ST","TGT/4_8-710-6-2,3/0,5 kW STANDARD","4_8",4,8,"710-6","2,3/0,5 kW","STANDARD",1402,1594,1724,1531,1834,"/","to be confirmed",2.2999999999999998,0.5,1946,""]
[null,"TGT","TGT","ST","TGT/4_8-800-3-1,1/0,26 kW STANDARD","4_8",4,8,"800-3","1,1/0,26 kW","STANDARD",1288,1480,1657,1465,1768,"/","to be confirmed",1.1000000000000001,0.26,1944,""]
[null,"TGT","TGT","ST","TGT/4_8-800-3-3/0,65 kW STANDARD","4_8",4,8,"800-3","3/0,65 kW","STANDARD",1487,1694,1871,1665,1982,"/","to be confirmed",3,0.65,1947,""]
[null,"TGT","TGT","ST","TGT/4_8-800-6-3/0,65 kW STANDARD","4_8",4,8,"800-6","3/0,65 kW","STANDARD",1583,1790,1967,1760,2077,"/","to be confirmed",3,0.65,1947,""]
[null,"TGT","TGT","ST","TGT/4_8-800-6-5/1 kW STANDARD","4_8",4,8,"800-6","5/1 kW","STANDARD",2111,2333,2509,2287,2620,"/","to be confirmed",5,1,5949,""]
[null,"TGT","TGT","ST","TGT/4_8-800-9-5/1,3 kW STANDARD","4_8",4,8,"800-9","5/1,3 kW","STANDARD",2008,2230,2407,2186,2517,"/","to be confirmed",5,1.3,4141,""]
[null,"TGT","TGT","ST","TGT/4_8-800-9-8,4/2,05 kW STANDARD","4_8",4,8,"800-9","8,4/2,05 kW","STANDARD",2595,2956,3133,2771,3244,"/","to be confirmed",8.4,2.0499999999999998,1950,""]
[null,"TGT","TGT","ST","TGT/4_8-900-3-4/0,75 kW STANDARD","4_8",4,8,"900-3","4/0,75 kW","STANDARD",2140,2347,2572,2365,2701,"/","to be confirmed",4,0.75,1948,""]
[null,"TGT","TGT","ST","TGT/4_8-900-3-5/1,3 kW STANDARD","4_8",4,8,"900-3","5/1,3 kW","STANDARD",2193,2414,2639,2418,2768,"/","to be confirmed",5,1.3,4141,""]
[null,"TGT","TGT","ST","TGT/4_8-900-3-8,4/2,05 kW STANDARD","4_8",4,8,"900-3","8,4/2,05 kW","STANDARD",2779,3140,3366,3005,3495,"/","to be confirmed",8.4,2.0499999999999998,1950,""]
[null,"TGT","TGT","ST","TGT/4_8-900-6-3/0,65 kW STANDARD","4_8",4,8,"900-6","3/0,65 kW","STANDARD",1978,2184,2409,2203,2538,"/","to be confirmed",3,0.65,1947,""]
[null,"TGT","TGT","ST","TGT/4_8-900-6-6,8/1,4 kW STANDARD","4_8",4,8,"900-6","6,8/1,4 kW","STANDARD",2642,2863,3089,2867,3218,"/","to be confirmed",6.8,1.4,1949,""]
[null,"TGT","TGT","ST","TGT/4_8-900-9-15,5/2,7 kW STANDARD","4_8",4,8,"900-9","15,5/2,7 kW","STANDARD",4028,4389,4614,4253,4743,"/","to be confirmed",15.5,2.7,1952,""]
[null,"TGT","TGT","ST","TGT/4_8-900-9-6,8/1,4 kW STANDARD","4_8",4,8,"900-9","6,8/1,4 kW","STANDARD",2753,2974,3199,2977,3328,"/","to be confirmed",6.8,1.4,1949,""]
[null,"TGT","TGT","ST","TGT/4-1000-3-11 kW IE3",4,4,0,"1000-3","11 kW","IE3",2644,3007,3331,2970,3460,"/","4weeks",11,0,5835,""]
[null,"TGT_ATEX_II2GExdIIBT5","TGT_ATEX","II2GExdIIBT5","TGT_ATEX_II2GExdIIBT5/4-1000-3-11 kW STANDARD",4,4,0,"1000-3","11 kW","STANDARD",4893,"/","/",5245,"/","/","to be confirmed",11,0,6155," PTC VERSION + 171,67 & DELIVERY TIME 7 WEEKS"]
[null,"TGT_ATEX_II2GExeIIT3","TGT_ATEX","II2GExeIIT3","TGT_ATEX_II2GExeIIT3/4-1000-3-11 kW STANDARD",4,4,0,"1000-3","11 kW","STANDARD",4469,"/","/",4821,"/","/","3weeks",11,0,5914,""]
[null,"TGT","TGT","ST","TGT/4-1000-3-3 kW STANDARD",4,4,0,"1000-3","3 kW","STANDARD",1645,1851,2176,1969,2305,"/","3weeks",3,0,1723,""]
[null,"TGT_ATEX_II2GExeIIT3","TGT_ATEX","II2GExeIIT3","TGT_ATEX_II2GExeIIT3/4-1000-3-3 kW STANDARD",4,4,0,"1000-3","3 kW","STANDARD",2327,"/","/",2679,"/","/","3weeks",3,0,6192,""]
[null,"TGT","TGT","ST","TGT/4-1000-3-4 kW IE3",4,4,0,"1000-3","4 kW","IE3",1806,2012,2337,2131,2466,"/","to be confirmed",4,0,5913,""]
[null,"TGT_ATEX_II2GExdIIBT5","TGT_ATEX","II2GExdIIBT5","TGT_ATEX_II2GExdIIBT5/4-1000-3-4 kW STANDARD",4,4,0,"1000-3","4 kW","STANDARD",3386,"/","/",3737,"/","/","3weeks",4,0,5796," PTC VERSION + 148,33 & DELIVERY TIME 7 WEEKS"]
[null,"TGT","TGT","ST","TGT/4-1000-3-5,5 kW STANDARD",4,4,0,"1000-3","5,5 kW","STANDARD",1844,2066,2390,2169,2519,"/","3weeks",5.5,0,1725,""]
[null,"TGT_ATEX_II2GExdIIBT5","TGT_ATEX","II2GExdIIBT5","TGT_ATEX_II2GExdIIBT5/4-1000-3-5,5 kW STANDARD",4,4,0,"1000-3","5,5 kW","STANDARD",3673,"/","/",4025,"/","/","3weeks",5.5,0,5883," PTC VERSION + 171,67 & DELIVERY TIME 7 WEEKS"]
[null,"TGT","TGT","ST","TGT/4-1000-3-7,5 kW STANDARD",4,4,0,"1000-3","7,5 kW","STANDARD",1967,2189,2513,2292,2642,"/","3weeks",7.5,0,1726,""]
[null,"TGT","TGT","ST","TGT/4-1000-3-7,5 kW IE3",4,4,0,"1000-3","7,5 kW","IE3",2064,2285,2610,2388,2739,"/","4weeks",7.5,0,6286,""]
[null,"TGT_ATEX_II2GExdIIBT5","TGT_ATEX","II2GExdIIBT5","TGT_ATEX_II2GExdIIBT5/4-1000-3-7,5 kW STANDARD",4,4,0,"1000-3","7,5 kW","STANDARD",4196,"/","/",4548,"/","/","3weeks",7.5,0,6211," PTC VERSION + 171,67 & DELIVERY TIME 7 WEEKS"]
[null,"TGT","TGT","ST","TGT/4-1000-6-11 kW STANDARD",4,4,0,"1000-6","11 kW","STANDARD",2613,2974,3300,2938,3429,"/","3weeks",11,0,1728,""]
[null,"TGT_ATEX_II2GExdIIBT5","TGT_ATEX","II2GExdIIBT5","TGT_ATEX_II2GExdIIBT5/4-1000-6-11 kW STANDARD",4,4,0,"1000-6","11 kW","STANDARD",5002,"/","/",5353,"/","/","to be confirmed",11,0,6155," PTC VERSION + 171,67 & DELIVERY TIME 7 WEEKS"]
[null,"TGT","TGT","ST","TGT/4-1000-6-15 kW IE3",4,4,0,"1000-6","15 kW","IE3",2995,3356,3682,3321,3811,"/","4weeks",15,0,6008,""]
[null,"TGT_ATEX_II2GExdIIBT5","TGT_ATEX","II2GExdIIBT5","TGT_ATEX_II2GExdIIBT5/4-1000-6-15 kW STANDARD",4,4,0,"1000-6","15 kW","STANDARD",5598,"/","/",5950,"/","/","to be confirmed",15,0,6185," PTC VERSION + 171,67 & DELIVERY TIME 7 WEEKS"]
[null,"TGT","TGT","ST","TGT/4-1000-6-18,5 kW IE3",4,4,0,"1000-6","18,5 kW","IE3",3796,4179,4504,4121,4633,"/","4weeks",18.5,0,6106,""]
[null,"TGT_ATEX_II2GExdIIBT4","TGT_ATEX","II2GExdIIBT4","TGT_ATEX_II2GExdIIBT4/4-1000-6-18,5 kW STANDARD",4,4,0,"1000-6","18,5 kW","STANDARD",6980,"/","/",7332,"/","/","to be confirmed",18.5,0,5852," PTC VERSION + 318,33 & DELIVERY TIME 7 WEEKS"]
[null,"TGT_ATEX_II2GExdIIBT5","TGT_ATEX","II2GExdIIBT5","TGT_ATEX_II2GExdIIBT5/4-1000-6-18,5 kW STANDARD",4,4,0,"1000-6","18,5 kW","STANDARD",6980,"/","/",7332,"/","/","to be confirmed",18.5,0,6054," PTC VERSION + 318,33 & DELIVERY TIME 7 WEEKS"]
[null,"TGT","TGT","ST","TGT/4-1000-6-22 kW IE3",4,4,0,"1000-6","22 kW","IE3",4043,4426,4752,4367,4881,"/","4weeks",22,0,5777,""]
[null,"TGT_ATEX_II2GExdIICT4","TGT_ATEX","II2GExdIICT4","TGT_ATEX_II2GExdIICT4/4-1000-6-4 kW STANDARD",4,4,0,"1000-6","4 kW","STANDARD",3783,"/","/",4134,"/","/","3weeks",4,0,5785," PTC VERSION + 148,33 & DELIVERY TIME 7 WEEKS"]
[null,"TGT_ATEX_II2GExeIIT3","TGT_ATEX","II2GExeIIT3","TGT_ATEX_II2GExeIIT3/4-1000-6-4 kW STANDARD",4,4,0,"1000-6","4 kW","STANDARD",2691,"/","/",3042,"/","/","3weeks",4,0,6173,""]
[null,"TGT","TGT","ST","TGT/4-1000-6-5,5 kW IE3",4,4,0,"1000-6","5,5 kW","IE3",2023,2244,2569,2347,2698,"/","to be confirmed",5.5,0,6291,""]
[null,"TGT_ATEX_II2GExeIIT3","TGT_ATEX","II2GExeIIT3","TGT_ATEX_II2GExeIIT3/4-1000-6-5,5 kW STANDARD",4,4,0,"1000-6","5,5 kW","STANDARD",3336,"/","/",3689,"/","/","3weeks",5.5,0,6017,""]
[null,"TGT","TGT","ST","TGT/4-1000-6-7,5 kW IE3",4,4,0,"1000-6","7,5 kW","IE3",2163,2385,2709,2488,2839,"/","4weeks",7.5,0,6286,""]
[null,"TGT_ATEX_II2GExdIICT4","TGT_ATEX","II2GExdIICT4","TGT_ATEX_II2GExdIICT4/4-1000-6-7,5 kW STANDARD",4,4,0,"1000-6","7,5 kW","STANDARD",4712,"/","/",5064,"/","/","3weeks",7.5,0,5862," PTC VERSION + 171,67 & DELIVERY TIME 7 WEEKS"]
[null,"TGT_ATEX_II2GExeIIT3","TGT_ATEX","II2GExeIIT3","TGT_ATEX_II2GExeIIT3/4-1000-6-7,5 kW STANDARD",4,4,0,"1000-6","7,5 kW","STANDARD",3465,"/","/",3818,"/","/","3weeks",7.5,0,6188,""]
[null,"TGT","TGT","ST","TGT/4-1000-9-11 kW IE3",4,4,0,"1000-9","11 kW","IE3",2837,3198,3522,3161,3651,"/","4weeks",11,0,5835,""]
[null,"TGT_ATEX_II2GExeIIT3","TGT_ATEX","II2GExeIIT3","TGT_ATEX_II2GExeIIT3/4-1000-9-11 kW STANDARD",4,4,0,"1000-9","11 kW","STANDARD",4677,"/","/",5029,"/","/","3weeks",11,0,5914,""]
[null,"TGT","TGT","ST","TGT/4-1000-9-15 kW IE3",4,4,0,"1000-9","15 kW","IE3",3087,3449,3773,3412,3902,"/","4weeks",15,0,6008,""]
[null,"TGT_ATEX_II2GExdIIBT5","TGT_ATEX","II2GExdIIBT5","TGT_ATEX_II2GExdIIBT5/4-1000-9-15 kW STANDARD",4,4,0,"1000-9","15 kW","STANDARD",5698,"/","/",6050,"/","/","to be confirmed",15,0,6185," PTC VERSION + 171,67 & DELIVERY TIME 7 WEEKS"]
[null,"TGT","TGT","ST","TGT/4-1000-9-18,5 kW IE3",4,4,0,"1000-9","18,5 kW","IE3",3889,4272,4596,4213,4725,"/","4weeks",18.5,0,6106,""]
[null,"TGT_ATEX_II2GExdIIBT5","TGT_ATEX","II2GExdIIBT5","TGT_ATEX_II2GExdIIBT5/4-1000-9-18,5 kW STANDARD",4,4,0,"1000-9","18,5 kW","STANDARD",7080,"/","/",7431,"/","/","to be confirmed",18.5,0,6054," PTC VERSION + 318,33 & DELIVERY TIME 7 WEEKS"]
[null,"TGT_ATEX_II2GExeIIT3","TGT_ATEX","II2GExeIIT3","TGT_ATEX_II2GExeIIT3/4-1000-9-18,5 kW STANDARD",4,4,0,"1000-9","18,5 kW","STANDARD",{"$error":"#VALUE!"},"/","/",{"$error":"#VALUE!"},"/","/","to be confirmed",18.5,0,6270,"IF YOU NEED PRICE CONTACT SALES DEPARTMENT"]
[null,"TGT","TGT","ST","TGT/4-1000-9-22 kW IE3",4,4,0,"1000-9","22 kW","IE3",4135,4519,4843,4460,4972,"/","4weeks",22,0,5777,""]
[null,"TGT_ATEX_II2GExdIIBT5","TGT_ATEX","II2GExdIIBT5","TGT_ATEX_II2GExdIIBT5/4-1000-9-22 kW STANDARD",4,4,0,"1000-9","22 kW","STANDARD",8141,"/","/",8493,"/","/","to be confirmed",22,0,6221," PTC VERSION + 318,33 & DELIVERY TIME 7 WEEKS"]
[null,"TGT","TGT","ST","TGT/4-1000-9-5,5 kW IE3",4,4,0,"1000-9","5,5 kW","IE3",2115,2336,2661,2440,2790,"/","to be confirmed",5.5,0,6291,""]
[null,"TGT_ATEX_II2GExdIICT4","TGT_ATEX","II2GExdIICT4","TGT_ATEX_II2GExdIICT4/4-1000-9-7,5 kW STANDARD",4,4,0,"1000-9","7,5 kW","STANDARD",4812,"/","/",5163,"/","/","3weeks",7.5,0,5862," PTC VERSION + 171,67 & DELIVERY TIME 7 WEEKS"]
[null,"TGT_ATEX_II3DExtcIIICT125","TGT_ATEX","II3DExtcIIICT125","TGT_ATEX_II3DExtcIIICT125/4-1000-9-7,5 kW STANDARD",4,4,0,"1000-9","7,5 kW","STANDARD",4129,"/","/",4481,"/","/","to be confirmed",7.5,0,5962,""]
[null,"TGT_ATEX_II2GExdIICT4","TGT_ATEX","II2GExdIICT4","TGT_ATEX_II2GExdIICT4/4-1120-3-11 kW STANDARD",4,4,0,"1120-3","11 kW","STANDARD",5770,"/","/",6549,"/","/","to be confirmed",11,0,6105," PTC VERSION + 171,67 & DELIVERY TIME 7 WEEKS"]
[null,"TGT_ATEX_II2GExeIIT3","TGT_ATEX","II2GExeIIT3","TGT_ATEX_II2GExeIIT3/4-1120-3-11 kW STANDARD",4,4,0,"1120-3","11 kW","STANDARD",4829,"/","/",5609,"/","/","3weeks",11,0,5914,""]
[null,"TGT_ATEX_II3DExtcIIICT125","TGT_ATEX","II3DExtcIIICT125","TGT_ATEX_II3DExtcIIICT125/4-1120-3-11 kW STANDARD",4,4,0,"1120-3","11 kW","STANDARD",4534,"/","/",5313,"/","/","to be confirmed",11,0,6018,""]
[null,"TGT_ATEX_II2GExdIICT4","TGT_ATEX","II2GExdIICT4","TGT_ATEX_II2GExdIICT4/4-1120-3-15 kW STANDARD",4,4,0,"1120-3","15 kW","STANDARD",6450,"/","/",7229,"/","/","to be confirmed",15,0,6295," PTC VERSION + 171,67 & DELIVERY TIME 7 WEEKS"]
[null,"TGT_ATEX_II2GExeIIT3","TGT_ATEX","II2GExeIIT3","TGT_ATEX_II2GExeIIT3/4-1120-3-15 kW STANDARD",4,4,0,"1120-3","15 kW","STANDARD",5276,"/","/",6055,"/","/","3weeks",15,0,6077,""]
[null,"TGT_ATEX_II2GExdIICT4","TGT_ATEX","II2GExdIICT4","TGT_ATEX_II2GExdIICT4/4-1120-3-18,5 kW STANDARD",4,4,0,"1120-3","18,5 kW","STANDARD",8045,"/","/",8824,"/","/","to be confirmed",18.5,0,6141," PTC VERSION + 318,33 & DELIVERY TIME 7 WEEKS"]
[null,"TGT_ATEX_II2GExeIIT3","TGT_ATEX","II2GExeIIT3","TGT_ATEX_II2GExeIIT3/4-1120-3-18,5 kW STANDARD",4,4,0,"1120-3","18,5 kW","STANDARD",{"$error":"#VALUE!"},"/","/",{"$error":"#VALUE!"},"/","/","to be confirmed",18.5,0,6270,"IF YOU NEED PRICE CONTACT SALES DEPARTMENT"]
[null,"TGT_ATEX_II2GExdIICT4","TGT_ATEX","II2GExdIICT4","TGT_ATEX_II2GExdIICT4/4-1120-3-4 kW STANDARD",4,4,0,"1120-3","4 kW","STANDARD",4035,"/","/",4814,"/","/","3weeks",4,0,5785," PTC VERSION + 148,33 & DELIVERY TIME 7 WEEKS"]
[null,"TGT_ATEX_II2GExeIIT3","TGT_ATEX","II2GExeIIT3","TGT_ATEX_II2GExeIIT3/4-1120-3-4 kW STANDARD",4,4,0,"1120-3","4 kW","STANDARD",2943,"/","/",3722,"/","/","3weeks",4,0,6173,""]
[null,"TGT","TGT","ST","TGT/4-1120-3-5,5 kW STANDARD",4,4,0,"1120-3","5,5 kW","STANDARD",2176,2398,3117,2895,3265,"/","3weeks",5.5,0,1725,""]
[null,"TGT_ATEX_II2GExdIICT4","TGT_ATEX","II2GExdIICT4","TGT_ATEX_II2GExdIICT4/4-1120-3-5,5 kW STANDARD",4,4,0,"1120-3","5,5 kW","STANDARD",4362,"/","/",5141,"/","/","3weeks",5.5,0,5938," PTC VERSION + 171,67 & DELIVERY TIME 7 WEEKS"]
[null,"TGT_ATEX_II2GExeIIT3","TGT_ATEX","II2GExeIIT3","TGT_ATEX_II2GExeIIT3/4-1120-3-5,5 kW STANDARD",4,4,0,"1120-3","5,5 kW","STANDARD",3588,"/","/",4367,"/","/","3weeks",5.5,0,6017,""]
[null,"TGT","TGT","ST","TGT/4-1120-3-7,5 kW IE3",4,4,0,"1120-3","7,5 kW","IE3",2396,2617,3336,3115,3484,"/","4weeks",7.5,0,6286,""]
[null,"TGT_ATEX_II2GExeIIT3","TGT_ATEX","II2GExeIIT3","TGT_ATEX_II2GExeIIT3/4-1120-3-7,5 kW STANDARD",4,4,0,"1120-3","7,5 kW","STANDARD",3717,"/","/",4497,"/","/","3weeks",7.5,0,6188,""]
[null,"TGT","TGT","ST","TGT/4-1120-6-11 kW IE3",4,4,0,"1120-6","11 kW","IE3",3080,3441,4161,3799,4309,"/","4weeks",11,0,5835,""]
[null,"TGT_ATEX_II2GExeIIT3","TGT_ATEX","II2GExeIIT3","TGT_ATEX_II2GExeIIT3/4-1120-6-11 kW STANDARD",4,4,0,"1120-6","11 kW","STANDARD",4941,"/","/",5721,"/","/","3weeks",11,0,5914,""]
[null,"TGT","TGT","ST","TGT/4-1120-6-15 kW IE3",4,4,0,"1120-6","15 kW","IE3",3331,3692,4412,4050,4560,"/","4weeks",15,0,6008,""]
[null,"TGT_ATEX_II2GExdIIBT5","TGT_ATEX","II2GExdIIBT5","TGT_ATEX_II2GExdIIBT5/4-1120-6-15 kW STANDARD",4,4,0,"1120-6","15 kW","STANDARD",5961,"/","/",6741,"/","/","to be confirmed",15,0,6185," PTC VERSION + 171,67 & DELIVERY TIME 7 WEEKS"]
[null,"TGT_ATEX_II2GExeIIT3","TGT_ATEX","II2GExeIIT3","TGT_ATEX_II2GExeIIT3/4-1120-6-15 kW STANDARD",4,4,0,"1120-6","15 kW","STANDARD",5387,"/","/",6167,"/","/","3weeks",15,0,6077,""]
[null,"TGT","TGT","ST","TGT/4-1120-6-18,5 kW STANDARD",4,4,0,"1120-6","18,5 kW","STANDARD",3896,4280,5000,4615,5147,"/","3weeks",18.5,0,1730,""]
[null,"TGT_ATEX_II2GExeIIT3","TGT_ATEX","II2GExeIIT3","TGT_ATEX_II2GExeIIT3/4-1120-6-18,5 kW STANDARD",4,4,0,"1120-6","18,5 kW","STANDARD",{"$error":"#VALUE!"},"/","/",{"$error":"#VALUE!"},"/","/","to be confirmed",18.5,0,6270,"IF YOU NEED PRICE CONTACT SALES DEPARTMENT"]
[null,"TGT","TGT","ST","TGT/4-1120-6-22 kW IE3",4,4,0,"1120-6","22 kW","IE3",4379,4762,5481,5098,5630,"/","4weeks",22,0,5777,""]
[null,"TGT_ATEX_II2GExdIIBT5","TGT_ATEX","II2GExdIIBT5","TGT_ATEX_II2GExdIIBT5/4-1120-6-22 kW STANDARD",4,4,0,"1120-6","22 kW","STANDARD",8405,"/","/",9184,"/","/","to be confirmed",22,0,6221," PTC VERSION + 318,33 & DELIVERY TIME 7 WEEKS"]
[null,"TGT","TGT","ST","TGT/4-1120-6-30 kW STANDARD",4,4,0,"1120-6","30 kW","STANDARD",4754,5138,5857,5474,6004,"/","3weeks",30,0,1732,""]
[null,"TGT_ATEX_II2GExdIICT4","TGT_ATEX","II2GExdIICT4","TGT_ATEX_II2GExdIICT4/4-1120-9-11 kW STANDARD",4,4,0,"1120-9","11 kW","STANDARD",6050,"/","/",6829,"/","/","to be confirmed",11,0,6105," PTC VERSION + 171,67 & DELIVERY TIME 7 WEEKS"]
[null,"TGT_ATEX_II2GExeIIT3","TGT_ATEX","II2GExeIIT3","TGT_ATEX_II2GExeIIT3/4-1120-9-11 kW STANDARD",4,4,0,"1120-9","11 kW","STANDARD",5109,"/","/",5888,"/","/","3weeks",11,0,5914,""]
[null,"TGT_ATEX_II3DExtcIIICT125","TGT_ATEX","II3DExtcIIICT125","TGT_ATEX_II3DExtcIIICT125/4-1120-9-11 kW STANDARD",4,4,0,"1120-9","11 kW","STANDARD",4815,"/","/",5594,"/","/","to be confirmed",11,0,6018,""]
[null,"TGT_ATEX_II2GExdIICT4","TGT_ATEX","II2GExdIICT4","TGT_ATEX_II2GExdIICT4/4-1120-9-15 kW STANDARD",4,4,0,"1120-9","15 kW","STANDARD",6729,"/","/",7509,"/","/","to be confirmed",15,0,6295," PTC VERSION + 171,67 & DELIVERY TIME 7 WEEKS"]
[null,"TGT_ATEX_II3DExtcIIICT125","TGT_ATEX","II3DExtcIIICT125","TGT_ATEX_II3DExtcIIICT125/4-1120-9-15 kW STANDARD",4,4,0,"1120-9","15 kW","STANDARD",5494,"/","/",6273,"/","/","to be confirmed",15,0,6202,""]
[null,"TGT_ATEX_II2GExdIICT4","TGT_ATEX","II2GExdIICT4","TGT_ATEX_II2GExdIICT4/4-1120-9-18,5 kW STANDARD",4,4,0,"1120-9","18,5 kW","STANDARD",8324,"/","/",9103,"/","/","to be confirmed",18.5,0,6141," PTC VERSION + 318,33 & DELIVERY TIME 7 WEEKS"]
[null,"TGT_ATEX_II2GExeIIT3","TGT_ATEX","II2GExeIIT3","TGT_ATEX_II2GExeIIT3/4-1120-9-18,5 kW STANDARD",4,4,0,"1120-9","18,5 kW","STANDARD",{"$error":"#VALUE!"},"/","/",{"$error":"#VALUE!"},"/","/","to be confirmed",18.5,0,6270,"IF YOU NEED PRICE CONTACT SALES DEPARTMENT"]
[null,"TGT_ATEX_II2GExdIICT4","TGT_ATEX","II2GExdIICT4","TGT_ATEX_II2GExdIICT4/4-1120-9-22 kW STANDARD",4,4,0,"1120-9","22 kW","STANDARD",9542,"/","/",10321,"/","/","to be confirmed",22,0,5935," PTC VERSION + 318,33 & DELIVERY TIME 7 WEEKS"]
[null,"TGT_ATEX_II2GExeIIT3","TGT_ATEX","II2GExeIIT3","TGT_ATEX_II2GExeIIT3/4-1120-9-22 kW STANDARD",4,4,0,"1120-9","22 kW","STANDARD",8406,"/","/",9185,"/","/","to be confirmed",22,0,6260,""]
[null,"TGT_ATEX_II3DExtcIIICT125","TGT_ATEX","II3DExtcIIICT125","TGT_ATEX_II3DExtcIIICT125/4-1120-9-22 kW STANDARD",4,4,0,"1120-9","22 kW","STANDARD",6779,"/","/",7558,"/","/","to be confirmed",22,0,5940,""]
[null,"TGT","TGT","ST","TGT/4-1120-9-37 kW STANDARD",4,4,0,"1120-9","37 kW","STANDARD",5993,6473,7192,6712,7340,"/","4weeks",37,0,1733,""]
[null,"TGT_ATEX_II2GExdIICT4","TGT_ATEX","II2GExdIICT4","TGT_ATEX_II2GExdIICT4/4-1250-12-18,5 kW STANDARD",4,4,0,"1250-12","18,5 kW","STANDARD",8512,"/","/",9351,"/","/","to be confirmed",18.5,0,6141," PTC VERSION + 318,33 & DELIVERY TIME 7 WEEKS"]
[null,"TGT_ATEX_II3DExtcIIICT125","TGT_ATEX","II3DExtcIIICT125","TGT_ATEX_II3DExtcIIICT125/4-1250-12-18,5 kW STANDARD",4,4,0,"1250-12","18,5 kW","STANDARD",6197,"/","/",7037,"/","/","to be confirmed",18.5,0,5821,""]
[null,"TGT_ATEX_II2GExdIICT4","TGT_ATEX","II2GExdIICT4","TGT_ATEX_II2GExdIICT4/4-1250-12-22 kW STANDARD",4,4,0,"1250-12","22 kW","STANDARD",9730,"/","/",10569,"/","/","to be confirmed",22,0,5935," PTC VERSION + 318,33 & DELIVERY TIME 7 WEEKS"]
[null,"TGT_ATEX_II2GExeIIT3","TGT_ATEX","II2GExeIIT3","TGT_ATEX_II2GExeIIT3/4-1250-12-22 kW STANDARD",4,4,0,"1250-12","22 kW","STANDARD",8594,"/","/",9433,"/","/","to be confirmed",22,0,6260,""]
[null,"TGT_ATEX_II2GExdIICT4","TGT_ATEX","II2GExdIICT4","TGT_ATEX_II2GExdIICT4/4-1250-12-30 kW STANDARD",4,4,0,"1250-12","30 kW","STANDARD",11812,"/","/",12651,"/","/","to be confirmed",30,0,5846," PTC VERSION + 318,33 & DELIVERY TIME 7 WEEKS"]
[null,"TGT_ATEX_II2GExeIIT3","TGT_ATEX","II2GExeIIT3","TGT_ATEX_II2GExeIIT3/4-1250-12-30 kW STANDARD",4,4,0,"1250-12","30 kW","STANDARD",{"$error":"#VALUE!"},"/","/",{"$error":"#VALUE!"},"/","/",{"$error":"#N/A"},30,0,6015,"IF YOU NEED PRICE CONTACT SALES DEPARTMENT"]
[null,"TGT_ATEX_II3DExtcIIICT125","TGT_ATEX","II3DExtcIIICT125","TGT_ATEX_II3DExtcIIICT125/4-1250-12-30 kW STANDARD",4,4,0,"1250-12","30 kW","STANDARD",9420,"/","/",10260,"/","/","to be confirmed",30,0,6020,""]
[null,"TGT_ATEX_II2GExdIICT4","TGT_ATEX","II2GExdIICT4","TGT_ATEX_II2GExdIICT4/4-1250-12-37 kW STANDARD",4,4,0,"1250-12","37 kW","STANDARD",13988,"/","/",14826,"/","/","to be confirmed",37,0,6013," PTC VERSION + 318,33 & DELIVERY TIME 7 WEEKS"]
[null,"TGT_ATEX_II2GExeIIT3","TGT_ATEX","II2GExeIIT3","TGT_ATEX_II2GExeIIT3/4-1250-12-37 kW STANDARD",4,4,0,"1250-12","37 kW","STANDARD",{"$error":"#VALUE!"},"/","/",{"$error":"#VALUE!"},"/","/",{"$error":"#N/A"},37,0,6229,"IF YOU NEED PRICE CONTACT SALES DEPARTMENT"]
[null,"TGT_ATEX_II2GExdIICT4","TGT_ATEX","II2GExdIICT4","TGT_ATEX_II2GExdIICT4/4-1250-12-45 kW STANDARD",4,4,0,"1250-12","45 kW","STANDARD",15594,"/","/",16433,"/","/","to be confirmed",45,0,5866," PTC VERSION + 318,33 & DELIVERY TIME 7 WEEKS"]
[null,"TGT_ATEX_II2GExeIIT3","TGT_ATEX","II2GExeIIT3","TGT_ATEX_II2GExeIIT3/4-1250-12-45 kW STANDARD",4,4,0,"1250-12","45 kW","STANDARD",{"$error":"#VALUE!"},"/","/",{"$error":"#VALUE!"},"/","/",{"$error":"#N/A"},45,0,5973,"IF YOU NEED PRICE CONTACT SALES DEPARTMENT"]
[null,"TGT","TGT","ST","TGT/4-1250-3-11 kW STANDARD",4,4,0,"1250-3","11 kW","STANDARD",2901,3262,4037,3675,4185,"/","3weeks",11,0,1728,""]
[null,"TGT_ATEX_II2GExeIIT3","TGT_ATEX","II2GExeIIT3","TGT_ATEX_II2GExeIIT3/4-1250-3-11 kW STANDARD",4,4,0,"1250-3","11 kW","STANDARD",4889,"/","/",5728,"/","/","3weeks",11,0,5914,""]
[null,"TGT","TGT","ST","TGT/4-1250-3-15 kW STANDARD",4,4,0,"1250-3","15 kW","STANDARD",3127,3489,4263,3901,4410,"/","3weeks",15,0,1729,""]
[null,"TGT_ATEX_II2GExdIICT4","TGT_ATEX","II2GExdIICT4","TGT_ATEX_II2GExdIICT4/4-1250-3-15 kW STANDARD",4,4,0,"1250-3","15 kW","STANDARD",6509,"/","/",7348,"/","/","to be confirmed",15,0,6295," PTC VERSION + 171,67 & DELIVERY TIME 7 WEEKS"]
[null,"TGT_ATEX_II2GExeIIT3","TGT_ATEX","II2GExeIIT3","TGT_ATEX_II2GExeIIT3/4-1250-3-15 kW STANDARD",4,4,0,"1250-3","15 kW","STANDARD",5336,"/","/",6174,"/","/","3weeks",15,0,6077,""]
[null,"TGT","TGT","ST","TGT/4-1250-3-18,5 kW IE3",4,4,0,"1250-3","18,5 kW","IE3",4084,4467,5242,4859,5389,"/","4weeks",18.5,0,6106,""]
[null,"TGT_ATEX_II2GExeIIT3","TGT_ATEX","II2GExeIIT3","TGT_ATEX_II2GExeIIT3/4-1250-3-18,5 kW STANDARD",4,4,0,"1250-3","18,5 kW","STANDARD",{"$error":"#VALUE!"},"/","/",{"$error":"#VALUE!"},"/","/","to be confirmed",18.5,0,6270,"IF YOU NEED PRICE CONTACT SALES DEPARTMENT"]
[null,"TGT","TGT","ST","TGT/4-1250-3-22 kW STANDARD",4,4,0,"1250-3","22 kW","STANDARD",4071,4455,5229,4845,5376,"/","3weeks",22,0,1731,""]
[null,"TGT_ATEX_II2GExeIIT3","TGT_ATEX","II2GExeIIT3","TGT_ATEX_II2GExeIIT3/4-1250-3-22 kW STANDARD",4,4,0,"1250-3","22 kW","STANDARD",8186,"/","/",9025,"/","/","to be confirmed",22,0,6260,""]
[null,"TGT","TGT","ST","TGT/4-1250-3-30 kW IE3",4,4,0,"1250-3","30 kW","IE3",5402,5785,6560,6177,6707,"/","4weeks",30,0,6096,""]
[null,"TGT_ATEX_II2GExdIIBT5","TGT_ATEX","II2GExdIIBT5","TGT_ATEX_II2GExdIIBT5/4-1250-3-30 kW STANDARD",4,4,0,"1250-3","30 kW","STANDARD",10163,"/","/",11003,"/","/","to be confirmed",30,0,5799," PTC VERSION + 318,33 & DELIVERY TIME 7 WEEKS"]
[null,"TGT_ATEX_II2GExeIIT3","TGT_ATEX","II2GExeIIT3","TGT_ATEX_II2GExeIIT3/4-1250-3-30 kW STANDARD",4,4,0,"1250-3","30 kW","STANDARD",{"$error":"#VALUE!"},"/","/",{"$error":"#VALUE!"},"/","/",{"$error":"#N/A"},30,0,6015,"IF YOU NEED PRICE CONTACT SALES DEPARTMENT"]
[null,"TGT","TGT","ST","TGT/4-1250-3-7,5 kW STANDARD",4,4,0,"1250-3","7,5 kW","STANDARD",2355,2575,3350,3128,3498,"/","3weeks",7.5,0,1726,""]
[null,"TGT_ATEX_II2GExdIIBT5","TGT_ATEX","II2GExdIIBT5","TGT_ATEX_II2GExdIIBT5/4-1250-3-7,5 kW STANDARD",4,4,0,"1250-3","7,5 kW","STANDARD",4615,"/","/",5455,"/","/","3weeks",7.5,0,6211," PTC VERSION + 171,67 & DELIVERY TIME 7 WEEKS"]
[null,"TGT","TGT","ST","TGT/4-1250-6-15 kW STANDARD",4,4,0,"1250-6","15 kW","STANDARD",3230,3591,4366,4005,4513,"/","3weeks",15,0,1729,""]
[null,"TGT_ATEX_II2GExdIIBT5","TGT_ATEX","II2GExdIIBT5","TGT_ATEX_II2GExdIIBT5/4-1250-6-15 kW STANDARD",4,4,0,"1250-6","15 kW","STANDARD",6021,"/","/",6861,"/","/","to be confirmed",15,0,6185," PTC VERSION + 171,67 & DELIVERY TIME 7 WEEKS"]
[null,"TGT","TGT","ST","TGT/4-1250-6-18,5 kW IE3",4,4,0,"1250-6","18,5 kW","IE3",4187,4570,5345,4962,5493,"/","4weeks",18.5,0,6106,""]
[null,"TGT_ATEX_II2GExdIIBT5","TGT_ATEX","II2GExdIIBT5","TGT_ATEX_II2GExdIIBT5/4-1250-6-18,5 kW STANDARD",4,4,0,"1250-6","18,5 kW","STANDARD",7403,"/","/",8243,"/","/","to be confirmed",18.5,0,6054," PTC VERSION + 318,33 & DELIVERY TIME 7 WEEKS"]
[null,"TGT","TGT","ST","TGT/4-1250-6-22 kW STANDARD",4,4,0,"1250-6","22 kW","STANDARD",4174,4557,5332,4949,5480,"/","3weeks",22,0,1731,""]
[null,"TGT","TGT","ST","TGT/4-1250-6-22 kW IE3",4,4,0,"1250-6","22 kW","IE3",4434,4818,5593,5208,5740,"/","4weeks",22,0,5777,""]
[null,"TGT_ATEX_II2GExdIIBT5","TGT_ATEX","II2GExdIIBT5","TGT_ATEX_II2GExdIIBT5/4-1250-6-22 kW STANDARD",4,4,0,"1250-6","22 kW","STANDARD",8465,"/","/",9303,"/","/","to be confirmed",22,0,6221," PTC VERSION + 318,33 & DELIVERY TIME 7 WEEKS"]
[null,"TGT","TGT","ST","TGT/4-1250-6-30 kW IE3",4,4,0,"1250-6","30 kW","IE3",5505,5888,6663,6279,6811,"/","4weeks",30,0,6096,""]
[null,"TGT_ATEX_II2GExdIIBT5","TGT_ATEX","II2GExdIIBT5","TGT_ATEX_II2GExdIIBT5/4-1250-6-30 kW STANDARD",4,4,0,"1250-6","30 kW","STANDARD",10276,"/","/",11115,"/","/","to be confirmed",30,0,5799," PTC VERSION + 318,33 & DELIVERY TIME 7 WEEKS"]
[null,"TGT","TGT","ST","TGT/4-1250-6-37 kW IE3",4,4,0,"1250-6","37 kW","IE3",6261,6740,7515,7035,7662,"/","4weeks",37,0,5911,""]
[null,"TGT_ATEX_II2GExdIIBT5","TGT_ATEX","II2GExdIIBT5","TGT_ATEX_II2GExdIIBT5/4-1250-6-37 kW STANDARD",4,4,0,"1250-6","37 kW","STANDARD",12167,"/","/",13006,"/","/","to be confirmed",37,0,5865," PTC VERSION + 318,33 & DELIVERY TIME 7 WEEKS"]
[null,"TGT","TGT","ST","TGT/4-1250-6-45 kW STANDARD",4,4,0,"1250-6","45 kW","STANDARD",6468,6947,7722,7242,7869,"/","4weeks",45,0,1734,""]
[null,"TGT_ATEX_II2GExdIIBT4","TGT_ATEX","II2GExdIIBT4","TGT_ATEX_II2GExdIIBT4/4-1250-6-45 kW STANDARD",4,4,0,"1250-6","45 kW","STANDARD",13563,"/","/",14403,"/","/","to be confirmed",45,0,5942," PTC VERSION + 318,33 & DELIVERY TIME 7 WEEKS"]
[null,"TGT_ATEX_II2GExdIIBT5","TGT_ATEX","II2GExdIIBT5","TGT_ATEX_II2GExdIIBT5/4-1250-6-45 kW STANDARD",4,4,0,"1250-6","45 kW","STANDARD",13563,"/","/",14403,"/","/","to be confirmed",45,0,5776," PTC VERSION + 318,33 & DELIVERY TIME 7 WEEKS"]
[null,"TGT","TGT","ST","TGT/4-1250-9-15 kW STANDARD",4,4,0,"1250-9","15 kW","STANDARD",3385,3747,4521,4160,4669,"/","3weeks",15,0,1729,""]
[null,"TGT_ATEX_II2GExdIIBT5","TGT_ATEX","II2GExdIIBT5","TGT_ATEX_II2GExdIIBT5/4-1250-9-15 kW STANDARD",4,4,0,"1250-9","15 kW","STANDARD",6189,"/","/",7029,"/","/","to be confirmed",15,0,6185," PTC VERSION + 171,67 & DELIVERY TIME 7 WEEKS"]
[null,"TGT","TGT","ST","TGT/4-1250-9-18,5 kW STANDARD",4,4,0,"1250-9","18,5 kW","STANDARD",4106,4490,5265,4881,5412,"/","3weeks",18.5,0,1730,""]
[null,"TGT_ATEX_II2GExdIIBT4","TGT_ATEX","II2GExdIIBT4","TGT_ATEX_II2GExdIIBT4/4-1250-9-18,5 kW STANDARD",4,4,0,"1250-9","18,5 kW","STANDARD",7571,"/","/",8410,"/","/","to be confirmed",18.5,0,5852," PTC VERSION + 318,33 & DELIVERY TIME 7 WEEKS"]
[null,"TGT","TGT","ST","TGT/4-1250-9-22 kW STANDARD",4,4,0,"1250-9","22 kW","STANDARD",4329,4713,5488,5103,5635,"/","3weeks",22,0,1731,""]
[null,"TGT_ATEX_II2GExdIIBT4","TGT_ATEX","II2GExdIIBT4","TGT_ATEX_II2GExdIIBT4/4-1250-9-22 kW STANDARD",4,4,0,"1250-9","22 kW","STANDARD",8633,"/","/",9471,"/","/","to be confirmed",22,0,5813," PTC VERSION + 318,33 & DELIVERY TIME 7 WEEKS"]
[null,"TGT_ATEX_II3DExtcIIICT125","TGT_ATEX","II3DExtcIIICT125","TGT_ATEX_II3DExtcIIICT125/4-1250-9-22 kW STANDARD",4,4,0,"1250-9","22 kW","STANDARD",6839,"/","/",7678,"/","/","to be confirmed",22,0,5940,""]
[null,"TGT","TGT","ST","TGT/4-1250-9-30 kW STANDARD",4,4,0,"1250-9","30 kW","STANDARD",4965,5348,6123,5739,6270,"/","3weeks",30,0,1732,""]
[null,"TGT_ATEX_II2GExdIIBT4","TGT_ATEX","II2GExdIIBT4","TGT_ATEX_II2GExdIIBT4/4-1250-9-30 kW STANDARD",4,4,0,"1250-9","30 kW","STANDARD",10444,"/","/",11283,"/","/","to be confirmed",30,0,6067," PTC VERSION + 318,33 & DELIVERY TIME 7 WEEKS"]
[null,"TGT","TGT","ST","TGT/4-1250-9-37 kW IE3",4,4,0,"1250-9","37 kW","IE3",6416,6895,7670,7191,7818,"/","4weeks",37,0,5911,""]
[null,"TGT_ATEX_II2GExdIIBT4","TGT_ATEX","II2GExdIIBT4","TGT_ATEX_II2GExdIIBT4/4-1250-9-37 kW STANDARD",4,4,0,"1250-9","37 kW","STANDARD",12335,"/","/",13174,"/","/","to be confirmed",37,0,6038," PTC VERSION + 318,33 & DELIVERY TIME 7 WEEKS"]
[null,"TGT_ATEX_II3DExtcIIICT125","TGT_ATEX","II3DExtcIIICT125","TGT_ATEX_II3DExtcIIICT125/4-1250-9-37 kW STANDARD",4,4,0,"1250-9","37 kW","STANDARD",10576,"/","/",11415,"/","/","to be confirmed",37,0,5877,""]
[null,"TGT_ATEX_II2GExdIIBT4","TGT_ATEX","II2GExdIIBT4","TGT_ATEX_II2GExdIIBT4/4-1250-9-45 kW STANDARD",4,4,0,"1250-9","45 kW","STANDARD",13731,"/","/",14570,"/","/","to be confirmed",45,0,5942," PTC VERSION + 318,33 & DELIVERY TIME 7 WEEKS"]
[null,"TGT_ATEX_II3DExtcIIICT125","TGT_ATEX","II3DExtcIIICT125","TGT_ATEX_II3DExtcIIICT125/4-1250-9-45 kW STANDARD",4,4,0,"1250-9","45 kW","STANDARD",12054,"/","/",12893,"/","/","to be confirmed",45,0,6199,""]
[null,"TGT","TGT","ST","TGT/4-1409-12-110 kW STANDARD",4,4,0,"1409-12","110 kW","STANDARD","/",19058,20236,"/",21406,"/","7weeks",110,0,1738,""]
[null,"TGT","TGT","ST","TGT/4-1409-12-132 kW IE3",4,4,0,"1409-12","132 kW","IE3","/",22714,23891,"/",25061,"/","7weeks",132,0,5851,""]
[null,"TGT","TGT","ST","TGT/4-1409-12-75 kW STANDARD",4,4,0,"1409-12","75 kW","STANDARD","/",16029,17206,"/",18375,"/","7weeks",75,0,1736,""]
[null,"TGT","TGT","ST","TGT/4-1409-3-18,5 kW STANDARD",4,4,0,"1409-3","18,5 kW","STANDARD",6975,7352,8152,8529,9698,"/","3weeks",18.5,0,1730,""]
[null,"TGT","TGT","ST","TGT/4-1409-3-22 kW IE3",4,4,0,"1409-3","22 kW","IE3",7468,7845,8645,9022,10192,"/","4weeks",22,0,5777,""]
[null,"TGT","TGT","ST","TGT/4-1409-3-37 kW STANDARD",4,4,0,"1409-3","37 kW","STANDARD",8961,9338,10138,10515,11685,"/","4weeks",37,0,1733,""]
[null,"TGT","TGT","ST","TGT/4-1409-3-55 kW IE3",4,4,0,"1409-3","55 kW","IE3","/",11941,13119,"/",14289,"/","7weeks",55,0,6287,""]
[null,"TGT","TGT","ST","TGT/4-1409-3-75 kW IE3",4,4,0,"1409-3","75 kW","IE3","/",15592,16769,"/",17939,"/","7weeks",75,0,6296,""]
[null,"TGT","TGT","ST","TGT/4-1409-6-110 kW STANDARD",4,4,0,"1409-6","110 kW","STANDARD","/",18191,19368,"/",20537,"/","7weeks",110,0,1738,""]
[null,"TGT","TGT","ST","TGT/4-1409-6-30 kW IE3",4,4,0,"1409-6","30 kW","IE3",8993,9371,10171,10548,11717,"/","4weeks",30,0,6096,""]
[null,"TGT","TGT","ST","TGT/4-1409-6-45 kW STANDARD",4,4,0,"1409-6","45 kW","STANDARD",9979,10356,11156,11534,12703,"/","4weeks",45,0,1734,""]
[null,"TGT","TGT","ST","TGT/4-1409-6-75 kW IE3",4,4,0,"1409-6","75 kW","IE3","/",16021,17199,"/",18369,"/","7weeks",75,0,6296,""]
[null,"TGT","TGT","ST","TGT/4-1409-6-90 kW STANDARD",4,4,0,"1409-6","90 kW","STANDARD","/",16574,17751,"/",18920,"/","7weeks",90,0,1737,""]
[null,"TGT","TGT","ST","TGT/4-1409-9-132 kW STANDARD",4,4,0,"1409-9","132 kW","STANDARD","/",20937,22116,"/",23285,"/","7weeks",132,0,1739,""]
[null,"TGT","TGT","ST","TGT/4-1409-9-55 kW STANDARD",4,4,0,"1409-9","55 kW","STANDARD","/",12246,13424,"/",14593,"/","7weeks",55,0,1735,""]
[null,"TGT","TGT","ST","TGT/4-1409-9-75 kW STANDARD",4,4,0,"1409-9","75 kW","STANDARD","/",15594,16772,"/",17942,"/","7weeks",75,0,1736,""]
[null,"TGT","TGT","ST","TGT/4-1409-9-90 kW IE3",4,4,0,"1409-9","90 kW","IE3","/",17995,19173,"/",20343,"/","7weeks",90,0,6040,""]
[null,"TGT","TGT","ST","TGT/4-1609-12-110 kW IE3",4,4,0,"1609-12","110 kW","IE3","/",20580,21910,"/",23230,"/","7weeks",110,0,5834,""]
[null,"TGT","TGT","ST","TGT/4-1609-12-160 kW STANDARD",4,4,0,"1609-12","160 kW","STANDARD","/",23459,24787,"/",26108,"/","7weeks",160,0,1742,""]
[null,"TGT","TGT","ST","TGT/4-1609-12-200 kW IE3",4,4,0,"1609-12","200 kW","IE3","/",{"$error":"#N/A"},{"$error":"#N/A"},"/",{"$error":"#N/A"},"/","to be confirmed",200,0,6184,"IF YOU NEED PRICE CONTACT SALES DEPARTMENT"]
[null,"TGT","TGT","ST","TGT/4-1609-12-90 kW IE3",4,4,0,"1609-12","90 kW","IE3","/",18819,20147,"/",21468,"/","7weeks",90,0,6040,""]
[null,"TGT","TGT","ST","TGT/4-1609-3-132 kW STANDARD",4,4,0,"1609-3","132 kW","STANDARD","/",20463,21791,"/",23112,"/","7weeks",132,0,1739,""]
[null,"TGT","TGT","ST","TGT/4-1609-3-45 kW IE3",4,4,0,"1609-3","45 kW","IE3",10366,10743,11694,12071,13392,"/","4weeks",45,0,6137,""]
[null,"TGT","TGT","ST","TGT/4-1609-3-75 kW IE3",4,4,0,"1609-3","75 kW","IE3","/",15980,17309,"/",18630,"/","7weeks",75,0,6296,""]
[null,"TGT","TGT","ST","TGT/4-1609-3-75 kW STANDARD",4,4,0,"1609-3","75 kW","STANDARD","/",15119,16448,"/",17769,"/","7weeks",75,0,1736,""]
[null,"TGT","TGT","ST","TGT/4-1609-6-110 kW STANDARD",4,4,0,"1609-6","110 kW","STANDARD","/",18579,19907,"/",21228,"/","7weeks",110,0,1738,""]
[null,"TGT","TGT","ST","TGT/4-1609-6-132 kW IE3",4,4,0,"1609-6","132 kW","IE3","/",22234,23564,"/",24884,"/","7weeks",132,0,5851,""]
[null,"TGT","TGT","ST","TGT/4-1609-6-185 kW STANDARD",4,4,0,"1609-6","185 kW","STANDARD","/",{"$error":"#VALUE!"},{"$error":"#VALUE!"},"/",{"$error":"#VALUE!"},"/","to be confirmed",185,0,1743,"IF YOU NEED PRICE CONTACT SALES DEPARTMENT"]
[null,"TGT","TGT","ST","TGT/4-1609-6-55 kW STANDARD",4,4,0,"1609-6","55 kW","STANDARD","/",12200,13529,"/",14850,"/","7weeks",55,0,1735,""]
[null,"TGT","TGT","ST","TGT/4-1609-6-90 kW STANDARD",4,4,0,"1609-6","90 kW","STANDARD","/",16962,18290,"/",19611,"/","7weeks",90,0,1737,""]
[null,"TGT","TGT","ST","TGT/4-1609-9-110 kW IE3",4,4,0,"1609-9","110 kW","IE3","/",20147,21475,"/",22796,"/","7weeks",110,0,5834,""]
[null,"TGT","TGT","ST","TGT/4-1609-9-160 kW IE3",4,4,0,"1609-9","160 kW","IE3","/",24519,25848,"/",27169,"/","7weeks",160,0,5809,""]
[null,"TGT","TGT","ST","TGT/4-1609-9-160 kW STANDARD",4,4,0,"1609-9","160 kW","STANDARD","/",23025,24353,"/",25674,"/","7weeks",160,0,1742,""]
[null,"TGT","TGT","ST","TGT/4-1609-9-75 kW IE3",4,4,0,"1609-9","75 kW","IE3","/",16845,18173,"/",19494,"/","7weeks",75,0,6296,""]
[null,"TGT","TGT","ST","TGT/4-400-6-0,25 kW STANDARD",4,4,0,"400-6","0,25 kW","STANDARD",641,832,906,714,998,"/","3weeks",0.25,0,1716,""]
[null,"TGT_ATEX_II2GExdIIBT4","TGT_ATEX","II2GExdIIBT4","TGT_ATEX_II2GExdIIBT4/4-450-6-0,37 kW STANDARD",4,4,0,"450-6","0,37 kW","STANDARD","/","/","/",1403,"/","/","3weeks",0.37,0,5790," PTC VERSION + 123,33 & DELIVERY TIME 7 WEEKS"]
[null,"TGT_ATEX_II2GExdIICT4","TGT_ATEX","II2GExdIICT4","TGT_ATEX_II2GExdIICT4/4-450-6-0,55 kW STANDARD",4,4,0,"450-6","0,55 kW","STANDARD","/","/","/",1523,"/","/","3weeks",0.55000000000000004,0,5791," PTC VERSION + 123,33 & DELIVERY TIME 7 WEEKS"]
[null,"TGT_ATEX_II3DExtcIIICT125","TGT_ATEX","II3DExtcIIICT125","TGT_ATEX_II3DExtcIIICT125/4-450-6-0,55 kW STANDARD",4,4,0,"450-6","0,55 kW","STANDARD","/","/","/",1584,"/","/","to be confirmed",0.55000000000000004,0,5801,""]
[null,"TGT_ATEX_II2GExdIIBT4","TGT_ATEX","II2GExdIIBT4","TGT_ATEX_II2GExdIIBT4/4-500-6-0,55 kW STANDARD",4,4,0,"500-6","0,55 kW","STANDARD",1382,"/","/",1474,"/","/","3weeks",0.55000000000000004,0,5858," PTC VERSION + 123,33 & DELIVERY TIME 7 WEEKS"]
[null,"TGT_ATEX_II3DExtcIIICT125","TGT_ATEX","II3DExtcIIICT125","TGT_ATEX_II3DExtcIIICT125/4-500-6-0,55 kW STANDARD",4,4,0,"500-6","0,55 kW","STANDARD",1520,"/","/",1612,"/","/","to be confirmed",0.55000000000000004,0,5801,""]
[null,"TGT","TGT","ST","TGT/4-500-6-0,75 kW IE3",4,4,0,"500-6","0,75 kW","IE3",717,908,993,802,1085,"/","to be confirmed",0.75,0,5859,""]
[null,"TGT_ATEX_II2GExdIIBT4","TGT_ATEX","II2GExdIIBT4","TGT_ATEX_II2GExdIIBT4/4-500-6-0,75 kW STANDARD",4,4,0,"500-6","0,75 kW","STANDARD",1420,"/","/",1512,"/","/","3weeks",0.75,0,6245," PTC VERSION + 123,33 & DELIVERY TIME 7 WEEKS"]
[null,"TGT","TGT","ST","TGT/4-500-6-1,1 kW STANDARD",4,4,0,"500-6","1,1 kW","STANDARD",712,905,990,797,1081,"/","3weeks",1.1000000000000001,0,1720,""]
[null,"TGT_ATEX_II2GExdIIBT5","TGT_ATEX","II2GExdIIBT5","TGT_ATEX_II2GExdIIBT5/4-500-6-1,1 kW STANDARD",4,4,0,"500-6","1,1 kW","STANDARD",1550,"/","/",1642,"/","/","3weeks",1.1000000000000001,0,6107," PTC VERSION + 148,33 & DELIVERY TIME 7 WEEKS"]
[null,"TGT","TGT","ST","TGT/4-560-6-0,55 kW STANDARD",4,4,0,"560-6","0,55 kW","STANDARD",781,973,1061,870,1153,"/","3weeks",0.55000000000000004,0,1718,""]
[null,"TGT_ATEX_II2GExeIIT3","TGT_ATEX","II2GExeIIT3","TGT_ATEX_II2GExeIIT3/4-560-6-0,55 kW STANDARD",4,4,0,"560-6","0,55 kW","STANDARD",1105,"/","/",1201,"/","/","3weeks",0.55000000000000004,0,6280,""]
[null,"TGT","TGT","ST","TGT/4-560-6-0,75 kW IE3",4,4,0,"560-6","0,75 kW","IE3",809,1000,1089,897,1182,"/","to be confirmed",0.75,0,5859,""]
[null,"TGT_ATEX_II2GExdIIBT5","TGT_ATEX","II2GExdIIBT5","TGT_ATEX_II2GExdIIBT5/4-560-6-0,75 kW STANDARD",4,4,0,"560-6","0,75 kW","STANDARD",1520,"/","/",1616,"/","/","3weeks",0.75,0,6271," PTC VERSION + 123,33 & DELIVERY TIME 7 WEEKS"]
[null,"TGT_ATEX_II2GExeIIT3","TGT_ATEX","II2GExeIIT3","TGT_ATEX_II2GExeIIT3/4-560-6-0,75 kW STANDARD",4,4,0,"560-6","0,75 kW","STANDARD",1132,"/","/",1229,"/","/","3weeks",0.75,0,5810,""]
[null,"TGT_ATEX_II2GExdIICT4","TGT_ATEX","II2GExdIICT4","TGT_ATEX_II2GExdIICT4/4-560-6-1,1 kW STANDARD",4,4,0,"560-6","1,1 kW","STANDARD",1789,"/","/",1885,"/","/","3weeks",1.1000000000000001,0,5963," PTC VERSION + 148,33 & DELIVERY TIME 7 WEEKS"]
[null,"TGT_ATEX_II3DExtcIIICT125","TGT_ATEX","II3DExtcIIICT125","TGT_ATEX_II3DExtcIIICT125/4-560-6-1,1 kW STANDARD",4,4,0,"560-6","1,1 kW","STANDARD",1774,"/","/",1871,"/","/","to be confirmed",1.1000000000000001,0,5839,""]
[null,"TGT_ATEX_II2GExdIICT4","TGT_ATEX","II2GExdIICT4","TGT_ATEX_II2GExdIICT4/4-560-6-1,5 kW STANDARD",4,4,0,"560-6","1,5 kW","STANDARD",1909,"/","/",2006,"/","/","3weeks",1.5,0,5888," PTC VERSION + 148,33 & DELIVERY TIME 7 WEEKS"]
[null,"TGT_ATEX_II2GExeIIT3","TGT_ATEX","II2GExeIIT3","TGT_ATEX_II2GExeIIT3/4-560-6-1,5 kW STANDARD",4,4,0,"560-6","1,5 kW","STANDARD",1291,"/","/",1388,"/","/","3weeks",1.5,0,6117,""]
[null,"TGT_ATEX_II3DExtcIIICT125","TGT_ATEX","II3DExtcIIICT125","TGT_ATEX_II3DExtcIIICT125/4-560-6-2,2 kW STANDARD",4,4,0,"560-6","2,2 kW","STANDARD",2034,"/","/",2130,"/","/","to be confirmed",2.2000000000000002,0,6156,""]
[null,"TGT_ATEX_II2GExdIICT4","TGT_ATEX","II2GExdIICT4","TGT_ATEX_II2GExdIICT4/4-630-6-0,75 kW STANDARD",4,4,0,"630-6","0,75 kW","STANDARD",1714,"/","/",1815,"/","/","3weeks",0.75,0,5822," PTC VERSION + 123,33 & DELIVERY TIME 7 WEEKS"]
[null,"TGT_ATEX_II2GExdIIBT4","TGT_ATEX","II2GExdIIBT4","TGT_ATEX_II2GExdIIBT4/4-630-6-0,75 kW STANDARD",4,4,0,"630-6","0,75 kW","STANDARD",1592,"/","/",1692,"/","/","3weeks",0.75,0,6245," PTC VERSION + 123,33 & DELIVERY TIME 7 WEEKS"]
[null,"TGT_ATEX_II3DExtcIIICT125","TGT_ATEX","II3DExtcIIICT125","TGT_ATEX_II3DExtcIIICT125/4-630-6-0,75 kW STANDARD",4,4,0,"630-6","0,75 kW","STANDARD",1737,"/","/",1837,"/","/","to be confirmed",0.75,0,6176,""]
[null,"TGT_ATEX_II2GExdIIBT4","TGT_ATEX","II2GExdIIBT4","TGT_ATEX_II2GExdIIBT4/4-630-6-1,1 kW STANDARD",4,4,0,"630-6","1,1 kW","STANDARD",1721,"/","/",1822,"/","/","3weeks",1.1000000000000001,0,6027," PTC VERSION + 148,33 & DELIVERY TIME 7 WEEKS"]
[null,"TGT","TGT","ST","TGT/4-630-6-1,5 kW IE3",4,4,0,"630-6","1,5 kW","IE3",939,1130,1223,1032,1315,"/","to be confirmed",1.5,0,6256,""]
[null,"TGT_ATEX_II2GExdIIBT4","TGT_ATEX","II2GExdIIBT4","TGT_ATEX_II2GExdIIBT4/4-630-6-1,5 kW STANDARD",4,4,0,"630-6","1,5 kW","STANDARD",1827,"/","/",1928,"/","/","3weeks",1.5,0,5905," PTC VERSION + 148,33 & DELIVERY TIME 7 WEEKS"]
[null,"TGT_ATEX_II3DExtcIIICT125","TGT_ATEX","II3DExtcIIICT125","TGT_ATEX_II3DExtcIIICT125/4-630-6-1,5 kW STANDARD",4,4,0,"630-6","1,5 kW","STANDARD",1956,"/","/",2055,"/","/","to be confirmed",1.5,0,5894,""]
[null,"TGT_ATEX_II2GExdIIBT4","TGT_ATEX","II2GExdIIBT4","TGT_ATEX_II2GExdIIBT4/4-630-6-2,2 kW STANDARD",4,4,0,"630-6","2,2 kW","STANDARD",2031,"/","/",2131,"/","/","3weeks",2.2000000000000002,0,5991," PTC VERSION + 148,33 & DELIVERY TIME 7 WEEKS"]
[null,"TGT_ATEX_II3DExtcIIICT125","TGT_ATEX","II3DExtcIIICT125","TGT_ATEX_II3DExtcIIICT125/4-630-6-2,2 kW STANDARD",4,4,0,"630-6","2,2 kW","STANDARD",2106,"/","/",2207,"/","/","to be confirmed",2.2000000000000002,0,6156,""]
[null,"TGT","TGT","ST","TGT/4-630-6-3 kW IE3",4,4,0,"630-6","3 kW","IE3",1061,1268,1360,1153,1453,"/","to be confirmed",3,0,6213,""]
[null,"TGT_ATEX_II2GExdIIBT4","TGT_ATEX","II2GExdIIBT4","TGT_ATEX_II2GExdIIBT4/4-630-6-3 kW STANDARD",4,4,0,"630-6","3 kW","STANDARD",2281,"/","/",2382,"/","/","3weeks",3,0,6227," PTC VERSION + 148,33 & DELIVERY TIME 7 WEEKS"]
[null,"TGT_ATEX_II3DExtcIIICT125","TGT_ATEX","II3DExtcIIICT125","TGT_ATEX_II3DExtcIIICT125/4-630-6-3 kW STANDARD",4,4,0,"630-6","3 kW","STANDARD",2331,"/","/",2431,"/","/","to be confirmed",3,0,5992,""]
[null,"TGT_ATEX_II2GExdIIBT4","TGT_ATEX","II2GExdIIBT4","TGT_ATEX_II2GExdIIBT4/4-710-3-0,75 kW STANDARD",4,4,0,"710-3","0,75 kW","STANDARD",1608,"/","/",1748,"/","/","3weeks",0.75,0,6245," PTC VERSION + 123,33 & DELIVERY TIME 7 WEEKS"]
[null,"TGT_ATEX_II3DExtcIIICT125","TGT_ATEX","II3DExtcIIICT125","TGT_ATEX_II3DExtcIIICT125/4-710-3-0,75 kW STANDARD",4,4,0,"710-3","0,75 kW","STANDARD",1753,"/","/",1893,"/","/","to be confirmed",0.75,0,6176,""]
[null,"TGT_ATEX_II2GExdIIBT4","TGT_ATEX","II2GExdIIBT4","TGT_ATEX_II2GExdIIBT4/4-710-3-1,1 kW STANDARD",4,4,0,"710-3","1,1 kW","STANDARD",1738,"/","/",1878,"/","/","3weeks",1.1000000000000001,0,6027," PTC VERSION + 148,33 & DELIVERY TIME 7 WEEKS"]
[null,"TGT","TGT","ST","TGT/4-710-3-1,5 kW IE3",4,4,0,"710-3","1,5 kW","IE3",954,1145,1274,1083,1385,"/","to be confirmed",1.5,0,6256,""]
[null,"TGT_ATEX_II2GExdIIBT4","TGT_ATEX","II2GExdIIBT4","TGT_ATEX_II2GExdIIBT4/4-710-3-1,5 kW STANDARD",4,4,0,"710-3","1,5 kW","STANDARD",1844,"/","/",1984,"/","/","3weeks",1.5,0,5905," PTC VERSION + 148,33 & DELIVERY TIME 7 WEEKS"]
[null,"TGT_ATEX_II2GExdIIBT5","TGT_ATEX","II2GExdIIBT5","TGT_ATEX_II2GExdIIBT5/4-710-3-1,5 kW STANDARD",4,4,0,"710-3","1,5 kW","STANDARD",1844,"/","/",1984,"/","/","3weeks",1.5,0,6219," PTC VERSION + 148,33 & DELIVERY TIME 7 WEEKS"]
[null,"TGT","TGT","ST","TGT/4-710-3-2,2 kW STANDARD",4,4,0,"710-3","2,2 kW","STANDARD",969,1161,1290,1098,1400,"/","3weeks",2.2000000000000002,0,1722,""]
[null,"TGT_ATEX_II2GExdIIBT4","TGT_ATEX","II2GExdIIBT4","TGT_ATEX_II2GExdIIBT4/4-710-3-2,2 kW STANDARD",4,4,0,"710-3","2,2 kW","STANDARD",2047,"/","/",2187,"/","/","3weeks",2.2000000000000002,0,5991," PTC VERSION + 148,33 & DELIVERY TIME 7 WEEKS"]
[null,"TGT","TGT","ST","TGT/4-710-3-3 kW IE3",4,4,0,"710-3","3 kW","IE3",1076,1283,1412,1205,1522,"/","to be confirmed",3,0,6213,""]
[null,"TGT_ATEX_II2GExdIIBT4","TGT_ATEX","II2GExdIIBT4","TGT_ATEX_II2GExdIIBT4/4-710-3-3 kW STANDARD",4,4,0,"710-3","3 kW","STANDARD",2298,"/","/",2438,"/","/","3weeks",3,0,6227," PTC VERSION + 148,33 & DELIVERY TIME 7 WEEKS"]
[null,"TGT","TGT","ST","TGT/4-710-6-1,1 kW STANDARD",4,4,0,"710-6","1,1 kW","STANDARD",981,1173,1302,1110,1413,"/","3weeks",1.1000000000000001,0,1720,""]
[null,"TGT_ATEX_II2GExdIIBT5","TGT_ATEX","II2GExdIIBT5","TGT_ATEX_II2GExdIIBT5/4-710-6-1,1 kW STANDARD",4,4,0,"710-6","1,1 kW","STANDARD",1842,"/","/",1982,"/","/","3weeks",1.1000000000000001,0,6107," PTC VERSION + 148,33 & DELIVERY TIME 7 WEEKS"]
[null,"TGT","TGT","ST","TGT/4-710-6-1,5 kW STANDARD",4,4,0,"710-6","1,5 kW","STANDARD",1013,1204,1333,1142,1444,"/","3weeks",1.5,0,1721,""]
[null,"TGT","TGT","ST","TGT/4-710-6-1,5 kW IE3",4,4,0,"710-6","1,5 kW","IE3",1049,1242,1371,1179,1481,"/","to be confirmed",1.5,0,6256,""]
[null,"TGT_ATEX_II2GExdIIBT5","TGT_ATEX","II2GExdIIBT5","TGT_ATEX_II2GExdIIBT5/4-710-6-1,5 kW STANDARD",4,4,0,"710-6","1,5 kW","STANDARD",1948,"/","/",2088,"/","/","3weeks",1.5,0,6219," PTC VERSION + 148,33 & DELIVERY TIME 7 WEEKS"]
[null,"TGT","TGT","ST","TGT/4-710-6-2,2 kW IE3",4,4,0,"710-6","2,2 kW","IE3",1110,1302,1432,1239,1542,"/","to be confirmed",2.2000000000000002,0,6268,""]
[null,"TGT_ATEX_II2GExdIIBT5","TGT_ATEX","II2GExdIIBT5","TGT_ATEX_II2GExdIIBT5/4-710-6-2,2 kW STANDARD",4,4,0,"710-6","2,2 kW","STANDARD",2151,"/","/",2291,"/","/","3weeks",2.2000000000000002,0,6293," PTC VERSION + 148,33 & DELIVERY TIME 7 WEEKS"]
[null,"TGT","TGT","ST","TGT/4-710-6-3 kW STANDARD",4,4,0,"710-6","3 kW","STANDARD",1117,1323,1453,1246,1563,"/","3weeks",3,0,1723,""]
[null,"TGT_ATEX_II2GExdIIBT5","TGT_ATEX","II2GExdIIBT5","TGT_ATEX_II2GExdIIBT5/4-710-6-3 kW STANDARD",4,4,0,"710-6","3 kW","STANDARD",2402,"/","/",2541,"/","/","3weeks",3,0,6101," PTC VERSION + 148,33 & DELIVERY TIME 7 WEEKS"]
[null,"TGT","TGT","ST","TGT/4-710-6-4 kW IE3",4,4,0,"710-6","4 kW","IE3",1278,1485,1614,1407,1725,"/","to be confirmed",4,0,5913,""]
[null,"TGT_ATEX_II2GExdIIBT4","TGT_ATEX","II2GExdIIBT4","TGT_ATEX_II2GExdIIBT4/4-710-6-4 kW STANDARD",4,4,0,"710-6","4 kW","STANDARD",2814,"/","/",2954,"/","/","3weeks",4,0,6146," PTC VERSION + 148,33 & DELIVERY TIME 7 WEEKS"]
[null,"TGT_ATEX_II2GExdIIBT5","TGT_ATEX","II2GExdIIBT5","TGT_ATEX_II2GExdIIBT5/4-710-6-4 kW STANDARD",4,4,0,"710-6","4 kW","STANDARD",2814,"/","/",2954,"/","/","3weeks",4,0,5796," PTC VERSION + 148,33 & DELIVERY TIME 7 WEEKS"]
[null,"TGT","TGT","ST","TGT/4-800-3-1,1 kW STANDARD",4,4,0,"800-3","1,1 kW","STANDARD",1048,1239,1417,1225,1527,"/","3weeks",1.1000000000000001,0,1720,""]
[null,"TGT_ATEX_II2GExeIIT3","TGT_ATEX","II2GExeIIT3","TGT_ATEX_II2GExeIIT3/4-800-3-1,1 kW STANDARD",4,4,0,"800-3","1,1 kW","STANDARD",1496,"/","/",1688,"/","/","3weeks",1.1000000000000001,0,5793,""]
[null,"TGT","TGT","ST","TGT/4-800-3-1,5 kW IE3",4,4,0,"800-3","1,5 kW","IE3",1116,1308,1485,1293,1595,"/","to be confirmed",1.5,0,6256,""]
[null,"TGT_ATEX_II2GExdIIBT5","TGT_ATEX","II2GExdIIBT5","TGT_ATEX_II2GExdIIBT5/4-800-3-1,5 kW STANDARD",4,4,0,"800-3","1,5 kW","STANDARD",2020,"/","/",2212,"/","/","3weeks",1.5,0,6219," PTC VERSION + 148,33 & DELIVERY TIME 7 WEEKS"]
[null,"TGT","TGT","ST","TGT/4-800-3-2,2 kW STANDARD",4,4,0,"800-3","2,2 kW","STANDARD",1131,1322,1500,1308,1610,"/","3weeks",2.2000000000000002,0,1722,""]
[null,"TGT_ATEX_II2GExdIIBT5","TGT_ATEX","II2GExdIIBT5","TGT_ATEX_II2GExdIIBT5/4-800-3-2,2 kW STANDARD",4,4,0,"800-3","2,2 kW","STANDARD",2222,"/","/",2414,"/","/","3weeks",2.2000000000000002,0,6293," PTC VERSION + 148,33 & DELIVERY TIME 7 WEEKS"]
[null,"TGT","TGT","ST","TGT/4-800-3-3 kW STANDARD",4,4,0,"800-3","3 kW","STANDARD",1184,1390,1567,1360,1677,"/","3weeks",3,0,1723,""]
[null,"TGT","TGT","ST","TGT/4-800-3-3 kW IE3",4,4,0,"800-3","3 kW","IE3",1238,1445,1622,1416,1733,"/","to be confirmed",3,0,6213,""]
[null,"TGT_ATEX_II2GExdIIBT5","TGT_ATEX","II2GExdIIBT5","TGT_ATEX_II2GExdIIBT5/4-800-3-3 kW STANDARD",4,4,0,"800-3","3 kW","STANDARD",2473,"/","/",2665,"/","/","3weeks",3,0,6101," PTC VERSION + 148,33 & DELIVERY TIME 7 WEEKS"]
[null,"TGT","TGT","ST","TGT/4-800-3-4 kW STANDARD",4,4,0,"800-3","4 kW","STANDARD",1281,1488,1666,1459,1776,"/","3weeks",4,0,1724,""]
[null,"TGT_ATEX_II2GExdIIBT5","TGT_ATEX","II2GExdIIBT5","TGT_ATEX_II2GExdIIBT5/4-800-3-4 kW STANDARD",4,4,0,"800-3","4 kW","STANDARD",2887,"/","/",3078,"/","/","3weeks",4,0,5796," PTC VERSION + 148,33 & DELIVERY TIME 7 WEEKS"]
[null,"TGT","TGT","ST","TGT/4-800-3-5,5 kW STANDARD",4,4,0,"800-3","5,5 kW","STANDARD",1383,1605,1782,1561,1893,"/","3weeks",5.5,0,1725,""]
[null,"TGT_ATEX_II2GExdIIBT5","TGT_ATEX","II2GExdIIBT5","TGT_ATEX_II2GExdIIBT5/4-800-3-5,5 kW STANDARD",4,4,0,"800-3","5,5 kW","STANDARD",3174,"/","/",3366,"/","/","3weeks",5.5,0,5883," PTC VERSION + 171,67 & DELIVERY TIME 7 WEEKS"]
[null,"TGT","TGT","ST","TGT/4-800-6-1,5 kW IE3",4,4,0,"800-6","1,5 kW","IE3",1212,1403,1581,1389,1691,"/","to be confirmed",1.5,0,6256,""]
[null,"TGT_ATEX_II2GExdIIBT4","TGT_ATEX","II2GExdIIBT4","TGT_ATEX_II2GExdIIBT4/4-800-6-1,5 kW STANDARD",4,4,0,"800-6","1,5 kW","STANDARD",2124,"/","/",2316,"/","/","3weeks",1.5,0,5905," PTC VERSION + 148,33 & DELIVERY TIME 7 WEEKS"]
[null,"TGT_ATEX_II2GExdIIBT5","TGT_ATEX","II2GExdIIBT5","TGT_ATEX_II2GExdIIBT5/4-800-6-1,5 kW STANDARD",4,4,0,"800-6","1,5 kW","STANDARD",2124,"/","/",2316,"/","/","3weeks",1.5,0,6219," PTC VERSION + 148,33 & DELIVERY TIME 7 WEEKS"]
[null,"TGT","TGT","ST","TGT/4-800-6-2,2 kW IE3",4,4,0,"800-6","2,2 kW","IE3",1273,1465,1642,1451,1753,"/","to be confirmed",2.2000000000000002,0,6268,""]
[null,"TGT_ATEX_II2GExdIIBT5","TGT_ATEX","II2GExdIIBT5","TGT_ATEX_II2GExdIIBT5/4-800-6-2,2 kW STANDARD",4,4,0,"800-6","2,2 kW","STANDARD",2326,"/","/",2518,"/","/","3weeks",2.2000000000000002,0,6293," PTC VERSION + 148,33 & DELIVERY TIME 7 WEEKS"]
[null,"TGT","TGT","ST","TGT/4-800-6-3 kW STANDARD",4,4,0,"800-6","3 kW","STANDARD",1279,1486,1663,1457,1774,"/","3weeks",3,0,1723,""]
[null,"TGT_ATEX_II2GExdIIBT4","TGT_ATEX","II2GExdIIBT4","TGT_ATEX_II2GExdIIBT4/4-800-6-3 kW STANDARD",4,4,0,"800-6","3 kW","STANDARD",2577,"/","/",2769,"/","/","3weeks",3,0,6227," PTC VERSION + 148,33 & DELIVERY TIME 7 WEEKS"]
[null,"TGT","TGT","ST","TGT/4-800-6-4 kW IE3",4,4,0,"800-6","4 kW","IE3",1441,1647,1824,1617,1936,"/","to be confirmed",4,0,5913,""]
[null,"TGT_ATEX_II2GExdIIBT4","TGT_ATEX","II2GExdIIBT4","TGT_ATEX_II2GExdIIBT4/4-800-6-4 kW STANDARD",4,4,0,"800-6","4 kW","STANDARD",2991,"/","/",3182,"/","/","3weeks",4,0,6146," PTC VERSION + 148,33 & DELIVERY TIME 7 WEEKS"]
[null,"TGT_ATEX_II2GExdIIBT5","TGT_ATEX","II2GExdIIBT5","TGT_ATEX_II2GExdIIBT5/4-800-6-4 kW STANDARD",4,4,0,"800-6","4 kW","STANDARD",2991,"/","/",3182,"/","/","3weeks",4,0,5796," PTC VERSION + 148,33 & DELIVERY TIME 7 WEEKS"]
[null,"TGT","TGT","ST","TGT/4-800-6-5,5 kW IE3",4,4,0,"800-6","5,5 kW","IE3",1558,1779,1957,1735,2067,"/","to be confirmed",5.5,0,6291,""]
[null,"TGT_ATEX_II2GExdIIBT4","TGT_ATEX","II2GExdIIBT4","TGT_ATEX_II2GExdIIBT4/4-800-6-5,5 kW STANDARD",4,4,0,"800-6","5,5 kW","STANDARD",3278,"/","/",3470,"/","/","3weeks",5.5,0,6163," PTC VERSION + 171,67 & DELIVERY TIME 7 WEEKS"]
[null,"TGT_ATEX_II3DExtcIIICT125","TGT_ATEX","II3DExtcIIICT125","TGT_ATEX_II3DExtcIIICT125/4-800-6-5,5 kW STANDARD",4,4,0,"800-6","5,5 kW","STANDARD",3131,"/","/",3322,"/","/","to be confirmed",5.5,0,5931,""]
[null,"TGT_ATEX_II2GExdIICT4","TGT_ATEX","II2GExdIICT4","TGT_ATEX_II2GExdIICT4/4-800-6-7,5 kW STANDARD",4,4,0,"800-6","7,5 kW","STANDARD",4208,"/","/",4400,"/","/","3weeks",7.5,0,5862," PTC VERSION + 171,67 & DELIVERY TIME 7 WEEKS"]
[null,"TGT_ATEX_II2GExeIIT3","TGT_ATEX","II2GExeIIT3","TGT_ATEX_II2GExeIIT3/4-800-6-7,5 kW STANDARD",4,4,0,"800-6","7,5 kW","STANDARD",2963,"/","/",3155,"/","/","3weeks",7.5,0,6188,""]
[null,"TGT_ATEX_II2GExdIIBT5","TGT_ATEX","II2GExdIIBT5","TGT_ATEX_II2GExdIIBT5/4-800-9-2,2 kW STANDARD",4,4,0,"800-9","2,2 kW","STANDARD",2450,"/","/",2642,"/","/","3weeks",2.2000000000000002,0,6293," PTC VERSION + 148,33 & DELIVERY TIME 7 WEEKS"]
[null,"TGT_ATEX_II2GExdIICT4","TGT_ATEX","II2GExdIICT4","TGT_ATEX_II2GExdIICT4/4-800-9-3 kW STANDARD",4,4,0,"800-9","3 kW","STANDARD",2926,"/","/",3118,"/","/","3weeks",3,0,6203," PTC VERSION + 148,33 & DELIVERY TIME 7 WEEKS"]
[null,"TGT_ATEX_II2GExdIIBT4","TGT_ATEX","II2GExdIIBT4","TGT_ATEX_II2GExdIIBT4/4-800-9-3 kW STANDARD",4,4,0,"800-9","3 kW","STANDARD",2701,"/","/",2893,"/","/","3weeks",3,0,6227," PTC VERSION + 148,33 & DELIVERY TIME 7 WEEKS"]
[null,"TGT_ATEX_II3DExtcIIICT125","TGT_ATEX","II3DExtcIIICT125","TGT_ATEX_II3DExtcIIICT125/4-800-9-3 kW STANDARD",4,4,0,"800-9","3 kW","STANDARD",2750,"/","/",2943,"/","/","to be confirmed",3,0,5992,""]
[null,"TGT_ATEX_II2GExdIICT4","TGT_ATEX","II2GExdIICT4","TGT_ATEX_II2GExdIICT4/4-800-9-4 kW STANDARD",4,4,0,"800-9","4 kW","STANDARD",3404,"/","/",3595,"/","/","3weeks",4,0,5785," PTC VERSION + 148,33 & DELIVERY TIME 7 WEEKS"]
[null,"TGT_ATEX_II3DExtcIIICT125","TGT_ATEX","II3DExtcIIICT125","TGT_ATEX_II3DExtcIIICT125/4-800-9-4 kW STANDARD",4,4,0,"800-9","4 kW","STANDARD",2944,"/","/",3136,"/","/","to be confirmed",4,0,6250,""]
[null,"TGT_ATEX_II2GExdIICT4","TGT_ATEX","II2GExdIICT4","TGT_ATEX_II2GExdIICT4/4-800-9-5,5 kW STANDARD",4,4,0,"800-9","5,5 kW","STANDARD",3730,"/","/",3922,"/","/","3weeks",5.5,0,5938," PTC VERSION + 171,67 & DELIVERY TIME 7 WEEKS"]
[null,"TGT_ATEX_II2GExeIIT3","TGT_ATEX","II2GExeIIT3","TGT_ATEX_II2GExeIIT3/4-800-9-5,5 kW STANDARD",4,4,0,"800-9","5,5 kW","STANDARD",2957,"/","/",3149,"/","/","3weeks",5.5,0,6017,""]
[null,"TGT_ATEX_II2GExdIICT4","TGT_ATEX","II2GExdIICT4","TGT_ATEX_II2GExdIICT4/4-800-9-7,5 kW STANDARD",4,4,0,"800-9","7,5 kW","STANDARD",4332,"/","/",4524,"/","/","3weeks",7.5,0,5862," PTC VERSION + 171,67 & DELIVERY TIME 7 WEEKS"]
[null,"TGT_ATEX_II2GExeIIT3","TGT_ATEX","II2GExeIIT3","TGT_ATEX_II2GExeIIT3/4-800-9-7,5 kW STANDARD",4,4,0,"800-9","7,5 kW","STANDARD",3086,"/","/",3279,"/","/","3weeks",7.5,0,6188,""]
[null,"TGT_ATEX_II3DExtcIIICT125","TGT_ATEX","II3DExtcIIICT125","TGT_ATEX_II3DExtcIIICT125/4-800-9-7,5 kW STANDARD",4,4,0,"800-9","7,5 kW","STANDARD",3650,"/","/",3841,"/","/","to be confirmed",7.5,0,5962,""]
[null,"TGT_ATEX_II2GExdIICT4","TGT_ATEX","II2GExdIICT4","TGT_ATEX_II2GExdIICT4/4-900-3-2,2 kW STANDARD",4,4,0,"900-3","2,2 kW","STANDARD",2837,"/","/",3080,"/","/","3weeks",2.2000000000000002,0,6153," PTC VERSION + 148,33 & DELIVERY TIME 7 WEEKS"]
[null,"TGT_ATEX_II2GExeIIT3","TGT_ATEX","II2GExeIIT3","TGT_ATEX_II2GExeIIT3/4-900-3-2,2 kW STANDARD",4,4,0,"900-3","2,2 kW","STANDARD",2197,"/","/",2441,"/","/","3weeks",2.2000000000000002,0,6082,""]
[null,"TGT_ATEX_II2GExdIICT4","TGT_ATEX","II2GExdIICT4","TGT_ATEX_II2GExdIICT4/4-900-3-3 kW STANDARD",4,4,0,"900-3","3 kW","STANDARD",3125,"/","/",3370,"/","/","3weeks",3,0,6203," PTC VERSION + 148,33 & DELIVERY TIME 7 WEEKS"]
[null,"TGT_ATEX_II2GExeIIT3","TGT_ATEX","II2GExeIIT3","TGT_ATEX_II2GExeIIT3/4-900-3-3 kW STANDARD",4,4,0,"900-3","3 kW","STANDARD",2256,"/","/",2499,"/","/","3weeks",3,0,6192,""]
[null,"TGT_ATEX_II2GExdIICT4","TGT_ATEX","II2GExdIICT4","TGT_ATEX_II2GExdIICT4/4-900-3-4 kW STANDARD",4,4,0,"900-3","4 kW","STANDARD",3603,"/","/",3847,"/","/","3weeks",4,0,5785," PTC VERSION + 148,33 & DELIVERY TIME 7 WEEKS"]
[null,"TGT_ATEX_II2GExeIIT3","TGT_ATEX","II2GExeIIT3","TGT_ATEX_II2GExeIIT3/4-900-3-4 kW STANDARD",4,4,0,"900-3","4 kW","STANDARD",2511,"/","/",2755,"/","/","3weeks",4,0,6173,""]
[null,"TGT","TGT","ST","TGT/4-900-3-5,5 kW STANDARD",4,4,0,"900-3","5,5 kW","STANDARD",1778,2000,2224,2003,2354,"/","3weeks",5.5,0,1725,""]
[null,"TGT_ATEX_II2GExdIICT4","TGT_ATEX","II2GExdIICT4","TGT_ATEX_II2GExdIICT4/4-900-3-5,5 kW STANDARD",4,4,0,"900-3","5,5 kW","STANDARD",3931,"/","/",4174,"/","/","3weeks",5.5,0,5938," PTC VERSION + 171,67 & DELIVERY TIME 7 WEEKS"]
[null,"TGT_ATEX_II2GExeIIT3","TGT_ATEX","II2GExeIIT3","TGT_ATEX_II2GExeIIT3/4-900-3-5,5 kW STANDARD",4,4,0,"900-3","5,5 kW","STANDARD",3157,"/","/",3400,"/","/","3weeks",5.5,0,6017,""]
[null,"TGT","TGT","ST","TGT/4-900-3-7,5 kW IE3",4,4,0,"900-3","7,5 kW","IE3",1998,2218,2444,2222,2573,"/","4weeks",7.5,0,6286,""]
[null,"TGT_ATEX_II2GExeIIT3","TGT_ATEX","II2GExeIIT3","TGT_ATEX_II2GExeIIT3/4-900-3-7,5 kW STANDARD",4,4,0,"900-3","7,5 kW","STANDARD",3286,"/","/",3531,"/","/","3weeks",7.5,0,6188,""]
[null,"TGT","TGT","ST","TGT/4-900-6-11 kW IE3",4,4,0,"900-6","11 kW","IE3",2674,3036,3261,2900,3390,"/","4weeks",11,0,5835,""]
[null,"TGT_ATEX_II2GExeIIT3","TGT_ATEX","II2GExeIIT3","TGT_ATEX_II2GExeIIT3/4-900-6-11 kW STANDARD",4,4,0,"900-6","11 kW","STANDARD",4502,"/","/",4745,"/","/","3weeks",11,0,5914,""]
[null,"TGT","TGT","ST","TGT/4-900-6-15 kW IE3",4,4,0,"900-6","15 kW","IE3",2925,3287,3512,3150,3641,"/","4weeks",15,0,6008,""]
[null,"TGT_ATEX_II2GExdIIBT5","TGT_ATEX","II2GExdIIBT5","TGT_ATEX_II2GExdIIBT5/4-900-6-3 kW STANDARD",4,4,0,"900-6","3 kW","STANDARD",3005,"/","/",3248,"/","/","3weeks",3,0,6101," PTC VERSION + 148,33 & DELIVERY TIME 7 WEEKS"]
[null,"TGT_ATEX_II2GExeIIT3","TGT_ATEX","II2GExeIIT3","TGT_ATEX_II2GExeIIT3/4-900-6-3 kW STANDARD",4,4,0,"900-6","3 kW","STANDARD",2359,"/","/",2603,"/","/","3weeks",3,0,6192,""]
[null,"TGT","TGT","ST","TGT/4-900-6-4 kW STANDARD",4,4,0,"900-6","4 kW","STANDARD",1772,1979,2204,1998,2333,"/","3weeks",4,0,1724,""]
[null,"TGT_ATEX_II2GExeIIT3","TGT_ATEX","II2GExeIIT3","TGT_ATEX_II2GExeIIT3/4-900-6-4 kW STANDARD",4,4,0,"900-6","4 kW","STANDARD",2615,"/","/",2859,"/","/","3weeks",4,0,6173,""]
[null,"TGT","TGT","ST","TGT/4-900-6-5,5 kW IE3",4,4,0,"900-6","5,5 kW","IE3",1952,2174,2399,2177,2528,"/","to be confirmed",5.5,0,6291,""]
[null,"TGT_ATEX_II2GExdIIBT5","TGT_ATEX","II2GExdIIBT5","TGT_ATEX_II2GExdIIBT5/4-900-6-5,5 kW STANDARD",4,4,0,"900-6","5,5 kW","STANDARD",3705,"/","/",3948,"/","/","3weeks",5.5,0,5883," PTC VERSION + 171,67 & DELIVERY TIME 7 WEEKS"]
[null,"TGT","TGT","ST","TGT/4-900-6-7,5 kW IE3",4,4,0,"900-6","7,5 kW","IE3",2093,2315,2539,2318,2669,"/","4weeks",7.5,0,6286,""]
[null,"TGT_ATEX_II2GExdIIBT5","TGT_ATEX","II2GExdIIBT5","TGT_ATEX_II2GExdIIBT5/4-900-6-7,5 kW STANDARD",4,4,0,"900-6","7,5 kW","STANDARD",4228,"/","/",4472,"/","/","3weeks",7.5,0,6211," PTC VERSION + 171,67 & DELIVERY TIME 7 WEEKS"]
[null,"TGT","TGT","ST","TGT/4-900-9-11 kW STANDARD",4,4,0,"900-9","11 kW","STANDARD",2654,3015,3240,2879,3369,"/","3weeks",11,0,1728,""]
[null,"TGT","TGT","ST","TGT/4-900-9-11 kW IE3",4,4,0,"900-9","11 kW","IE3",2785,3146,3371,3010,3500,"/","4weeks",11,0,5835,""]
[null,"TGT_ATEX_II2GExdIIBT5","TGT_ATEX","II2GExdIIBT5","TGT_ATEX_II2GExdIIBT5/4-900-9-11 kW STANDARD",4,4,0,"900-9","11 kW","STANDARD",5046,"/","/",5289,"/","/","to be confirmed",11,0,6155," PTC VERSION + 171,67 & DELIVERY TIME 7 WEEKS"]
[null,"TGT","TGT","ST","TGT/4-900-9-15 kW STANDARD",4,4,0,"900-9","15 kW","STANDARD",2880,3241,3467,3105,3596,"/","3weeks",15,0,1729,""]
[null,"TGT_ATEX_II2GExdIIBT5","TGT_ATEX","II2GExdIIBT5","TGT_ATEX_II2GExdIIBT5/4-900-9-15 kW STANDARD",4,4,0,"900-9","15 kW","STANDARD",5642,"/","/",5886,"/","/","to be confirmed",15,0,6185," PTC VERSION + 171,67 & DELIVERY TIME 7 WEEKS"]
[null,"TGT","TGT","ST","TGT/4-900-9-5,5 kW IE3",4,4,0,"900-9","5,5 kW","IE3",2063,2284,2510,2288,2639,"/","to be confirmed",5.5,0,6291,""]
[null,"TGT_ATEX_II2GExdIIBT5","TGT_ATEX","II2GExdIIBT5","TGT_ATEX_II2GExdIIBT5/4-900-9-5,5 kW STANDARD",4,4,0,"900-9","5,5 kW","STANDARD",3825,"/","/",4069,"/","/","3weeks",5.5,0,5883," PTC VERSION + 171,67 & DELIVERY TIME 7 WEEKS"]
[null,"TGT","TGT","ST","TGT/4-900-9-7,5 kW STANDARD",4,4,0,"900-9","7,5 kW","STANDARD",2107,2328,2553,2333,2682,"/","3weeks",7.5,0,1726,""]
[null,"TGT_ATEX_II2GExdIIBT4","TGT_ATEX","II2GExdIIBT4","TGT_ATEX_II2GExdIIBT4/4-900-9-7,5 kW STANDARD",4,4,0,"900-9","7,5 kW","STANDARD",4347,"/","/",4592,"/","/","3weeks",7.5,0,6314," PTC VERSION + 171,67 & DELIVERY TIME 7 WEEKS"]
[null,"TGT_ATEX_II2GExdIIBT5","TGT_ATEX","II2GExdIIBT5","TGT_ATEX_II2GExdIIBT5/4-900-9-7,5 kW STANDARD",4,4,0,"900-9","7,5 kW","STANDARD",4347,"/","/",4592,"/","/","3weeks",7.5,0,6211," PTC VERSION + 171,67 & DELIVERY TIME 7 WEEKS"]
[null,"TGT","TGT","ST","TGT/6_12-1000-3-1,5/0,25 kW STANDARD","6_12",6,12,"1000-3","1,5/0,25 kW","STANDARD",2151,2343,2667,2476,2797,"/","to be confirmed",1.5,0.25,1976,""]
[null,"TGT","TGT","ST","TGT/6_12-1000-6-1,5/0,25 kW STANDARD","6_12",6,12,"1000-6","1,5/0,25 kW","STANDARD",2251,2443,2767,2576,2896,"/","to be confirmed",1.5,0.25,1976,""]
[null,"TGT","TGT","ST","TGT/6_12-1000-6-4/0,65 kW STANDARD","6_12",6,12,"1000-6","4/0,65 kW","STANDARD",2612,2819,3143,2937,3272,"/","to be confirmed",4,0.65,1979,""]
[null,"TGT","TGT","ST","TGT/6_12-1000-9-1,5/0,25 kW STANDARD","6_12",6,12,"1000-9","1,5/0,25 kW","STANDARD",2343,2535,2860,2667,2989,"/","to be confirmed",1.5,0.25,1976,""]
[null,"TGT","TGT","ST","TGT/6_12-1000-9-5,5/1 kW STANDARD","6_12",6,12,"1000-9","5,5/1 kW","STANDARD",3368,3589,3914,3693,4043,"/","to be confirmed",5.5,1,1980,""]
[null,"TGT","TGT","ST","TGT/6_12-1250-3-2,2/0,37 kW STANDARD","6_12",6,12,"1250-3","2,2/0,37 kW","STANDARD",2756,2948,3723,3531,3870,"/","to be confirmed",2.2000000000000002,0.37,1977,""]
[null,"TGT","TGT","ST","TGT/6_12-1250-3-3/0,55 kW STANDARD","6_12",6,12,"1250-3","3/0,55 kW","STANDARD",2874,3080,3855,3649,4003,"/","to be confirmed",3,0.55000000000000004,1978,""]
[null,"TGT","TGT","ST","TGT/6_12-1250-3-7,5/1,3 kW STANDARD","6_12",6,12,"1250-3","7,5/1,3 kW","STANDARD",4818,5039,5813,5593,5961,"/","to be confirmed",7.5,1.3,1981,""]
[null,"TGT","TGT","ST","TGT/6_12-1250-6-4/0,65 kW STANDARD","6_12",6,12,"1250-6","4/0,65 kW","STANDARD",3003,3209,3984,3778,4132,"/","to be confirmed",4,0.65,1979,""]
[null,"TGT","TGT","ST","TGT/6_12-1250-9-15/2,5 kW STANDARD","6_12",6,12,"1250-9","15/2,5 kW","STANDARD",6183,6544,7319,6957,7466,"/","to be confirmed",15,2.5,1983,""]
[null,"TGT","TGT","ST","TGT/6_12-1250-9-4/0,65 kW STANDARD","6_12",6,12,"1250-9","4/0,65 kW","STANDARD",3158,3365,4140,3933,4287,"/","to be confirmed",4,0.65,1979,""]
[null,"TGT","TGT","ST","TGT/6_12-1409-12-15/2,5 kW STANDARD","6_12",6,12,"1409-12","15/2,5 kW","STANDARD",10395,10772,11574,11951,13120,"/","to be confirmed",15,2.5,1983,""]
[null,"TGT","TGT","ST","TGT/6_12-1409-3-15/2,5 kW STANDARD","6_12",6,12,"1409-3","15/2,5 kW","STANDARD",9098,9475,10276,10653,11822,"/","to be confirmed",15,2.5,1983,""]
[null,"TGT","TGT","ST","TGT/6_12-1409-6-15/2,5 kW STANDARD","6_12",6,12,"1409-6","15/2,5 kW","STANDARD",9528,9905,10705,11083,12252,"/","to be confirmed",15,2.5,1983,""]
[null,"TGT","TGT","ST","TGT/6_12-1409-6-18,5/3 kW STANDARD","6_12",6,12,"1409-6","18,5/3 kW","STANDARD",11388,11766,12566,12943,14112,"/","to be confirmed",18.5,3,1984,""]
[null,"TGT","TGT","ST","TGT/6_12-1409-9-18,5/3 kW STANDARD","6_12",6,12,"1409-9","18,5/3 kW","STANDARD",11821,12199,12999,13376,14546,"/","to be confirmed",18.5,3,1984,""]
[null,"TGT","TGT","ST","TGT/6_12-1609-3-15/2,5 kW STANDARD","6_12",6,12,"1609-3","15/2,5 kW","STANDARD",9486,9863,10814,11192,12513,"/","to be confirmed",15,2.5,1983,""]
[null,"TGT","TGT","ST","TGT/6_12-1609-6-25/4,5 kW STANDARD","6_12",6,12,"1609-6","25/4,5 kW","STANDARD",12999,13376,14328,14705,16026,"/","to be confirmed",25,4.5,1985,""]
[null,"TGT","TGT","ST","TGT/6_12-630-6-0,4/0,08 kW STANDARD","6_12",6,12,"630-6","0,4/0,08 kW","STANDARD",968,1159,1251,1060,1343,"/","to be confirmed",0.4,0.08,1973,""]
[null,"TGT","TGT","ST","TGT/6_12-710-6-0,4/0,08 kW STANDARD","6_12",6,12,"710-6","0,4/0,08 kW","STANDARD",1078,1270,1399,1207,1509,"/","to be confirmed",0.4,0.08,1973,""]
[null,"TGT","TGT","ST","TGT/6_12-800-3-0,4/0,08 kW STANDARD","6_12",6,12,"800-3","0,4/0,08 kW","STANDARD",1144,1336,1514,1321,1624,"/","to be confirmed",0.4,0.08,1973,""]
[null,"TGT","TGT","ST","TGT/6_12-800-6-0,75/0,12 kW STANDARD","6_12",6,12,"800-6","0,75/0,12 kW","STANDARD",1502,1694,1871,1679,1982,"/","to be confirmed",0.75,0.12,1974,""]
[null,"TGT","TGT","ST","TGT/6_12-800-6-1,1/0,18 kW STANDARD","6_12",6,12,"800-6","1,1/0,18 kW","STANDARD",1524,1716,1894,1701,2004,"/","to be confirmed",1.1000000000000001,0.18,1975,""]
[null,"TGT","TGT","ST","TGT/6_12-800-9-0,75/0,12 kW STANDARD","6_12",6,12,"800-9","0,75/0,12 kW","STANDARD",1616,1809,1985,1794,2096,"/","to be confirmed",0.75,0.12,1974,""]
[null,"TGT","TGT","ST","TGT/6_12-800-9-2,2/0,37 kW STANDARD","6_12",6,12,"800-9","2,2/0,37 kW","STANDARD",2118,2309,2487,2295,2597,"/","to be confirmed",2.2000000000000002,0.37,1977,""]
[null,"TGT","TGT","ST","TGT/6_12-900-6-1,5/0,25 kW STANDARD","6_12",6,12,"900-6","1,5/0,25 kW","STANDARD",2180,2372,2597,2406,2726,"/","to be confirmed",1.5,0.25,1976,""]
[null,"TGT","TGT","ST","TGT/6_12-900-9-1,5/0,25 kW STANDARD","6_12",6,12,"900-9","1,5/0,25 kW","STANDARD",2292,2483,2708,2516,2838,"/","to be confirmed",1.5,0.25,1976,""]
[null,"TGT","TGT","ST","TGT/6-1000-3-1,5 kW IE3",6,6,0,"1000-3","1,5 kW","IE3",1719,1910,2236,2044,2364,"/","to be confirmed",1.5,0,6114,""]
[null,"TGT_ATEX_II2GExdIIBT5","TGT_ATEX","II2GExdIIBT5","TGT_ATEX_II2GExdIIBT5/6-1000-3-1,5 kW STANDARD",6,6,0,"1000-3","1,5 kW","STANDARD",2819,"/","/",3170,"/","/","5weeks",1.5,0,5947," PTC VERSION + 148,33 & DELIVERY TIME 7 WEEKS"]
[null,"TGT","TGT","ST","TGT/6-1000-3-2,2 kW STANDARD",6,6,0,"1000-3","2,2 kW","STANDARD",1739,1931,2256,2064,2385,"/","4weeks",2.2000000000000002,0,1756,""]
[null,"TGT","TGT","ST","TGT/6-1000-3-2,2 kW IE3",6,6,0,"1000-3","2,2 kW","IE3",1802,1993,2318,2127,2447,"/","to be confirmed",2.2000000000000002,0,5944,""]
[null,"TGT_ATEX_II2GExdIIBT5","TGT_ATEX","II2GExdIIBT5","TGT_ATEX_II2GExdIIBT5/6-1000-3-2,2 kW STANDARD",6,6,0,"1000-3","2,2 kW","STANDARD",3097,"/","/",3449,"/","/","5weeks",2.2000000000000002,0,6138," PTC VERSION + 148,33 & DELIVERY TIME 7 WEEKS"]
[null,"TGT","TGT","ST","TGT/6-1000-3-3 kW STANDARD",6,6,0,"1000-3","3 kW","STANDARD",1865,2071,2397,2190,2525,"/","4weeks",3,0,1757,""]
[null,"TGT_ATEX_II2GExdIIBT5","TGT_ATEX","II2GExdIIBT5","TGT_ATEX_II2GExdIIBT5/6-1000-3-3 kW STANDARD",6,6,0,"1000-3","3 kW","STANDARD",3852,"/","/",4204,"/","/","5weeks",3,0,5828," PTC VERSION + 171,67 & DELIVERY TIME 7 WEEKS"]
[null,"TGT","TGT","ST","TGT/6-1000-3-4 kW IE3",6,6,0,"1000-3","4 kW","IE3",2119,2326,2651,2445,2780,"/","to be confirmed",4,0,5985,""]
[null,"TGT_ATEX_II2GExdIIBT5","TGT_ATEX","II2GExdIIBT5","TGT_ATEX_II2GExdIIBT5/6-1000-3-4 kW STANDARD",6,6,0,"1000-3","4 kW","STANDARD",4240,"/","/",4592,"/","/","5weeks",4,0,5932," PTC VERSION + 171,67 & DELIVERY TIME 7 WEEKS"]
[null,"TGT","TGT","ST","TGT/6-1000-6-1,5 kW STANDARD",6,6,0,"1000-6","1,5 kW","STANDARD",1760,1952,2278,2086,2406,"/","4weeks",1.5,0,1755,""]
[null,"TGT_ATEX_II2GExdIIBT4","TGT_ATEX","II2GExdIIBT4","TGT_ATEX_II2GExdIIBT4/6-1000-6-1,5 kW STANDARD",6,6,0,"1000-6","1,5 kW","STANDARD",2927,"/","/",3279,"/","/","5weeks",1.5,0,5920," PTC VERSION + 148,33 & DELIVERY TIME 7 WEEKS"]
[null,"TGT_ATEX_II2GExdIIBT5","TGT_ATEX","II2GExdIIBT5","TGT_ATEX_II2GExdIIBT5/6-1000-6-1,5 kW STANDARD",6,6,0,"1000-6","1,5 kW","STANDARD",2927,"/","/",3279,"/","/","5weeks",1.5,0,5947," PTC VERSION + 148,33 & DELIVERY TIME 7 WEEKS"]
[null,"TGT","TGT","ST","TGT/6-1000-6-2,2 kW IE3",6,6,0,"1000-6","2,2 kW","IE3",1901,2093,2418,2226,2547,"/","to be confirmed",2.2000000000000002,0,5944,""]
[null,"TGT_ATEX_II2GExdIIBT5","TGT_ATEX","II2GExdIIBT5","TGT_ATEX_II2GExdIIBT5/6-1000-6-2,2 kW STANDARD",6,6,0,"1000-6","2,2 kW","STANDARD",3205,"/","/",3557,"/","/","5weeks",2.2000000000000002,0,6138," PTC VERSION + 148,33 & DELIVERY TIME 7 WEEKS"]
[null,"TGT","TGT","ST","TGT/6-1000-6-3 kW STANDARD",6,6,0,"1000-6","3 kW","STANDARD",1964,2171,2495,2289,2624,"/","4weeks",3,0,1757,""]
[null,"TGT_ATEX_II2GExdIIBT4","TGT_ATEX","II2GExdIIBT4","TGT_ATEX_II2GExdIIBT4/6-1000-6-3 kW STANDARD",6,6,0,"1000-6","3 kW","STANDARD",3960,"/","/",4312,"/","/","5weeks",3,0,6248," PTC VERSION + 171,67 & DELIVERY TIME 7 WEEKS"]
[null,"TGT","TGT","ST","TGT/6-1000-6-4 kW IE3",6,6,0,"1000-6","4 kW","IE3",2219,2426,2750,2545,2880,"/","to be confirmed",4,0,5985,""]
[null,"TGT_ATEX_II2GExdIIBT4","TGT_ATEX","II2GExdIIBT4","TGT_ATEX_II2GExdIIBT4/6-1000-6-4 kW STANDARD",6,6,0,"1000-6","4 kW","STANDARD",4347,"/","/",4699,"/","/","5weeks",4,0,6183," PTC VERSION + 171,67 & DELIVERY TIME 7 WEEKS"]
[null,"TGT_ATEX_II3DExtcIIICT125","TGT_ATEX","II3DExtcIIICT125","TGT_ATEX_II3DExtcIIICT125/6-1000-6-4 kW STANDARD",6,6,0,"1000-6","4 kW","STANDARD",3824,"/","/",4175,"/","/","to be confirmed",4,0,6061,""]
[null,"TGT","TGT","ST","TGT/6-1000-6-5,5 kW STANDARD",6,6,0,"1000-6","5,5 kW","STANDARD",2412,2634,2958,2737,3087,"/","4weeks",5.5,0,1759,""]
[null,"TGT_ATEX_II2GExdIIBT5","TGT_ATEX","II2GExdIIBT5","TGT_ATEX_II2GExdIIBT5/6-1000-6-5,5 kW STANDARD",6,6,0,"1000-6","5,5 kW","STANDARD",4836,"/","/",5187,"/","/","5weeks",5.5,0,6257," PTC VERSION + 171,67 & DELIVERY TIME 7 WEEKS"]
[null,"TGT","TGT","ST","TGT/6-1000-6-7,5 kW STANDARD",6,6,0,"1000-6","7,5 kW","STANDARD",2813,3035,3359,3139,3489,"/","4weeks",7.5,0,1760,""]
[null,"TGT_ATEX_II2GExdIICT4","TGT_ATEX","II2GExdIICT4","TGT_ATEX_II2GExdIICT4/6-1000-9-2,2 kW STANDARD",6,6,0,"1000-9","2,2 kW","STANDARD",3549,"/","/",3901,"/","/","5weeks",2.2000000000000002,0,6089," PTC VERSION + 148,33 & DELIVERY TIME 7 WEEKS"]
[null,"TGT_ATEX_II2GExeIIT3","TGT_ATEX","II2GExeIIT3","TGT_ATEX_II2GExeIIT3/6-1000-9-2,2 kW STANDARD",6,6,0,"1000-9","2,2 kW","STANDARD",3165,"/","/",3517,"/","/","5weeks",2.2000000000000002,0,6161,""]
[null,"TGT_ATEX_II2GExdIICT4","TGT_ATEX","II2GExdIICT4","TGT_ATEX_II2GExdIICT4/6-1000-9-3 kW STANDARD",6,6,0,"1000-9","3 kW","STANDARD",4419,"/","/",4771,"/","/","5weeks",3,0,6047," PTC VERSION + 171,67 & DELIVERY TIME 7 WEEKS"]
[null,"TGT_ATEX_II2GExeIIT3","TGT_ATEX","II2GExeIIT3","TGT_ATEX_II2GExeIIT3/6-1000-9-3 kW STANDARD",6,6,0,"1000-9","3 kW","STANDARD",3830,"/","/",4182,"/","/","5weeks",3,0,5805,""]
[null,"TGT","TGT","ST","TGT/6-1000-9-4 kW STANDARD",6,6,0,"1000-9","4 kW","STANDARD",2208,2414,2739,2532,2868,"/","4weeks",4,0,1758,""]
[null,"TGT_ATEX_II2GExdIICT4","TGT_ATEX","II2GExdIICT4","TGT_ATEX_II2GExdIICT4/6-1000-9-4 kW STANDARD",6,6,0,"1000-9","4 kW","STANDARD",4863,"/","/",5215,"/","/","5weeks",4,0,5861," PTC VERSION + 171,67 & DELIVERY TIME 7 WEEKS"]
[null,"TGT_ATEX_II2GExeIIT3","TGT_ATEX","II2GExeIIT3","TGT_ATEX_II2GExeIIT3/6-1000-9-4 kW STANDARD",6,6,0,"1000-9","4 kW","STANDARD",4049,"/","/",4401,"/","/","5weeks",4,0,5909,""]
[null,"TGT_ATEX_II2GExdIIBT4","TGT_ATEX","II2GExdIIBT4","TGT_ATEX_II2GExdIIBT4/6-1000-9-5,5 kW STANDARD",6,6,0,"1000-9","5,5 kW","STANDARD",4935,"/","/",5287,"/","/","5weeks",5.5,0,6041," PTC VERSION + 171,67 & DELIVERY TIME 7 WEEKS"]
[null,"TGT_ATEX_II3DExtcIIICT125","TGT_ATEX","II3DExtcIIICT125","TGT_ATEX_II3DExtcIIICT125/6-1000-9-5,5 kW STANDARD",6,6,0,"1000-9","5,5 kW","STANDARD",4386,"/","/",4738,"/","/","to be confirmed",5.5,0,6029,""]
[null,"TGT_ATEX_II2GExdIICT4","TGT_ATEX","II2GExdIICT4","TGT_ATEX_II2GExdIICT4/6-1000-9-7,5 kW STANDARD",6,6,0,"1000-9","7,5 kW","STANDARD",5710,"/","/",6062,"/","/","5weeks",7.5,0,5939," PTC VERSION + 171,67 & DELIVERY TIME 7 WEEKS"]
[null,"TGT","TGT","ST","TGT/6-1120-3-1,5 kW IE3",6,6,0,"1120-3","1,5 kW","IE3",2051,2242,2963,2770,3110,"/","to be confirmed",1.5,0,6114,""]
[null,"TGT_ATEX_II2GExdIIBT4","TGT_ATEX","II2GExdIIBT4","TGT_ATEX_II2GExdIIBT4/6-1120-3-1,5 kW STANDARD",6,6,0,"1120-3","1,5 kW","STANDARD",3179,"/","/",3958,"/","/","5weeks",1.5,0,5920," PTC VERSION + 148,33 & DELIVERY TIME 7 WEEKS"]
[null,"TGT_ATEX_II2GExdIIBT5","TGT_ATEX","II2GExdIIBT5","TGT_ATEX_II2GExdIIBT5/6-1120-3-1,5 kW STANDARD",6,6,0,"1120-3","1,5 kW","STANDARD",3179,"/","/",3958,"/","/","5weeks",1.5,0,5947," PTC VERSION + 148,33 & DELIVERY TIME 7 WEEKS"]
[null,"TGT","TGT","ST","TGT/6-1120-3-2,2 kW STANDARD",6,6,0,"1120-3","2,2 kW","STANDARD",2071,2263,2982,2790,3129,"/","4weeks",2.2000000000000002,0,1756,""]
[null,"TGT_ATEX_II2GExdIIBT4","TGT_ATEX","II2GExdIIBT4","TGT_ATEX_II2GExdIIBT4/6-1120-3-2,2 kW STANDARD",6,6,0,"1120-3","2,2 kW","STANDARD",3457,"/","/",4236,"/","/","5weeks",2.2000000000000002,0,6303," PTC VERSION + 148,33 & DELIVERY TIME 7 WEEKS"]
[null,"TGT","TGT","ST","TGT/6-1120-3-3 kW STANDARD",6,6,0,"1120-3","3 kW","STANDARD",2197,2403,3123,2916,3270,"/","4weeks",3,0,1757,""]
[null,"TGT_ATEX_II2GExdIIBT4","TGT_ATEX","II2GExdIIBT4","TGT_ATEX_II2GExdIIBT4/6-1120-3-3 kW STANDARD",6,6,0,"1120-3","3 kW","STANDARD",4212,"/","/",4991,"/","/","5weeks",3,0,6248," PTC VERSION + 171,67 & DELIVERY TIME 7 WEEKS"]
[null,"TGT_ATEX_II3DExtcIIICT125","TGT_ATEX","II3DExtcIIICT125","TGT_ATEX_II3DExtcIIICT125/6-1120-3-3 kW STANDARD",6,6,0,"1120-3","3 kW","STANDARD",3751,"/","/",4530,"/","/","to be confirmed",3,0,6249,""]
[null,"TGT_ATEX_II2GExdIIBT4","TGT_ATEX","II2GExdIIBT4","TGT_ATEX_II2GExdIIBT4/6-1120-3-4 kW STANDARD",6,6,0,"1120-3","4 kW","STANDARD",4599,"/","/",5379,"/","/","5weeks",4,0,6183," PTC VERSION + 171,67 & DELIVERY TIME 7 WEEKS"]
[null,"TGT_ATEX_II3DExtcIIICT125","TGT_ATEX","II3DExtcIIICT125","TGT_ATEX_II3DExtcIIICT125/6-1120-3-4 kW STANDARD",6,6,0,"1120-3","4 kW","STANDARD",4074,"/","/",4855,"/","/","to be confirmed",4,0,6061,""]
[null,"TGT","TGT","ST","TGT/6-1120-3-5,5 kW STANDARD",6,6,0,"1120-3","5,5 kW","STANDARD",2644,2866,3585,3364,3733,"/","4weeks",5.5,0,1759,""]
[null,"TGT_ATEX_II2GExdIIBT5","TGT_ATEX","II2GExdIIBT5","TGT_ATEX_II2GExdIIBT5/6-1120-3-5,5 kW STANDARD",6,6,0,"1120-3","5,5 kW","STANDARD",5088,"/","/",5867,"/","/","5weeks",5.5,0,6257," PTC VERSION + 171,67 & DELIVERY TIME 7 WEEKS"]
[null,"TGT","TGT","ST","TGT/6-1120-6-11 kW STANDARD",6,6,0,"1120-6","11 kW","STANDARD",3641,4002,4721,4360,4869,"/","4weeks",11,0,1762,""]
[null,"TGT","TGT","ST","TGT/6-1120-6-4 kW STANDARD",6,6,0,"1120-6","4 kW","STANDARD",2451,2657,3377,3170,3524,"/","4weeks",4,0,1758,""]
[null,"TGT","TGT","ST","TGT/6-1120-6-7,5 kW IE3",6,6,0,"1120-6","7,5 kW","IE3",3281,3501,4221,4000,4368,"/","4weeks",7.5,0,6231,""]
[null,"TGT_ATEX_II2GExdIICT4","TGT_ATEX","II2GExdIICT4","TGT_ATEX_II2GExdIICT4/6-1250-3-11 kW STANDARD",6,6,0,"1250-3","11 kW","STANDARD",7199,"/","/",8038,"/","/","to be confirmed",11,0,6254," PTC VERSION + 171,67 & DELIVERY TIME 7 WEEKS"]
[null,"TGT_ATEX_II2GExeIIT3","TGT_ATEX","II2GExeIIT3","TGT_ATEX_II2GExeIIT3/6-1250-3-11 kW STANDARD",6,6,0,"1250-3","11 kW","STANDARD",6398,"/","/",7238,"/","/","5weeks",11,0,5886,""]
[null,"TGT","TGT","ST","TGT/6-1250-3-2,2 kW STANDARD",6,6,0,"1250-3","2,2 kW","STANDARD",2127,2318,3093,2902,3241,"/","4weeks",2.2000000000000002,0,1756,""]
[null,"TGT_ATEX_II2GExdIICT4","TGT_ATEX","II2GExdIICT4","TGT_ATEX_II2GExdIICT4/6-1250-3-2,2 kW STANDARD",6,6,0,"1250-3","2,2 kW","STANDARD",3762,"/","/",4601,"/","/","5weeks",2.2000000000000002,0,6089," PTC VERSION + 148,33 & DELIVERY TIME 7 WEEKS"]
[null,"TGT_ATEX_II2GExeIIT3","TGT_ATEX","II2GExeIIT3","TGT_ATEX_II2GExeIIT3/6-1250-3-2,2 kW STANDARD",6,6,0,"1250-3","2,2 kW","STANDARD",3377,"/","/",4216,"/","/","5weeks",2.2000000000000002,0,6161,""]
[null,"TGT","TGT","ST","TGT/6-1250-3-3 kW IE3",6,6,0,"1250-3","3 kW","IE3",2334,2540,3315,3108,3462,"/","to be confirmed",3,0,5875,""]
[null,"TGT_ATEX_II2GExeIIT3","TGT_ATEX","II2GExeIIT3","TGT_ATEX_II2GExeIIT3/6-1250-3-3 kW STANDARD",6,6,0,"1250-3","3 kW","STANDARD",4042,"/","/",4881,"/","/","5weeks",3,0,5805,""]
[null,"TGT","TGT","ST","TGT/6-1250-3-4 kW STANDARD",6,6,0,"1250-3","4 kW","STANDARD",2403,2610,3385,3178,3532,"/","4weeks",4,0,1758,""]
[null,"TGT_ATEX_II2GExeIIT3","TGT_ATEX","II2GExeIIT3","TGT_ATEX_II2GExeIIT3/6-1250-3-4 kW STANDARD",6,6,0,"1250-3","4 kW","STANDARD",4260,"/","/",5100,"/","/","5weeks",4,0,5909,""]
[null,"TGT_ATEX_II2GExdIICT4","TGT_ATEX","II2GExdIICT4","TGT_ATEX_II2GExdIICT4/6-1250-3-5,5 kW STANDARD",6,6,0,"1250-3","5,5 kW","STANDARD",5636,"/","/",6475,"/","/","5weeks",5.5,0,5922," PTC VERSION + 171,67 & DELIVERY TIME 7 WEEKS"]
[null,"TGT_ATEX_II2GExeIIT3","TGT_ATEX","II2GExeIIT3","TGT_ATEX_II2GExeIIT3/6-1250-3-5,5 kW STANDARD",6,6,0,"1250-3","5,5 kW","STANDARD",4478,"/","/",5318,"/","/","5weeks",5.5,0,6299,""]
[null,"TGT_ATEX_II3DExtcIIICT125","TGT_ATEX","II3DExtcIIICT125","TGT_ATEX_II3DExtcIIICT125/6-1250-3-5,5 kW STANDARD",6,6,0,"1250-3","5,5 kW","STANDARD",4597,"/","/",5437,"/","/","to be confirmed",5.5,0,6029,""]
[null,"TGT_ATEX_II2GExdIICT4","TGT_ATEX","II2GExdIICT4","TGT_ATEX_II2GExdIICT4/6-1250-3-7,5 kW STANDARD",6,6,0,"1250-3","7,5 kW","STANDARD",5921,"/","/",6761,"/","/","5weeks",7.5,0,5939," PTC VERSION + 171,67 & DELIVERY TIME 7 WEEKS"]
[null,"TGT_ATEX_II2GExeIIT3","TGT_ATEX","II2GExeIIT3","TGT_ATEX_II2GExeIIT3/6-1250-3-7,5 kW STANDARD",6,6,0,"1250-3","7,5 kW","STANDARD",6246,"/","/",7085,"/","/","5weeks",7.5,0,6051,""]
[null,"TGT_ATEX_II2GExdIIBT4","TGT_ATEX","II2GExdIIBT4","TGT_ATEX_II2GExdIIBT4/6-1250-6-11 kW STANDARD",6,6,0,"1250-6","11 kW","STANDARD",6620,"/","/",7459,"/","/","to be confirmed",11,0,5917," PTC VERSION + 171,67 & DELIVERY TIME 7 WEEKS"]
[null,"TGT_ATEX_II3DExtcIIICT125","TGT_ATEX","II3DExtcIIICT125","TGT_ATEX_II3DExtcIIICT125/6-1250-6-11 kW STANDARD",6,6,0,"1250-6","11 kW","STANDARD",5708,"/","/",6547,"/","/","to be confirmed",11,0,5923,""]
[null,"TGT_ATEX_II2GExdIIBT4","TGT_ATEX","II2GExdIIBT4","TGT_ATEX_II2GExdIIBT4/6-1250-6-15 kW STANDARD",6,6,0,"1250-6","15 kW","STANDARD",8784,"/","/",9623,"/","/","to be confirmed",15,0,5792," PTC VERSION + 171,67 & DELIVERY TIME 7 WEEKS"]
[null,"TGT_ATEX_II3DExtcIIICT125","TGT_ATEX","II3DExtcIIICT125","TGT_ATEX_II3DExtcIIICT125/6-1250-6-15 kW STANDARD",6,6,0,"1250-6","15 kW","STANDARD",6671,"/","/",7511,"/","/","to be confirmed",15,0,5972,""]
[null,"TGT_ATEX_II2GExdIICT4","TGT_ATEX","II2GExdIICT4","TGT_ATEX_II2GExdIICT4/6-1250-6-4 kW STANDARD",6,6,0,"1250-6","4 kW","STANDARD",5186,"/","/",6025,"/","/","5weeks",4,0,5861," PTC VERSION + 171,67 & DELIVERY TIME 7 WEEKS"]
[null,"TGT_ATEX_II2GExdIIBT4","TGT_ATEX","II2GExdIIBT4","TGT_ATEX_II2GExdIIBT4/6-1250-6-4 kW STANDARD",6,6,0,"1250-6","4 kW","STANDARD",4772,"/","/",5611,"/","/","5weeks",4,0,6183," PTC VERSION + 171,67 & DELIVERY TIME 7 WEEKS"]
[null,"TGT_ATEX_II3DExtcIIICT125","TGT_ATEX","II3DExtcIIICT125","TGT_ATEX_II3DExtcIIICT125/6-1250-6-4 kW STANDARD",6,6,0,"1250-6","4 kW","STANDARD",4247,"/","/",5086,"/","/","to be confirmed",4,0,6061,""]
[null,"TGT_ATEX_II2GExdIIBT5","TGT_ATEX","II2GExdIIBT5","TGT_ATEX_II2GExdIIBT5/6-1250-6-5,5 kW STANDARD",6,6,0,"1250-6","5,5 kW","STANDARD",5260,"/","/",6099,"/","/","5weeks",5.5,0,6257," PTC VERSION + 171,67 & DELIVERY TIME 7 WEEKS"]
[null,"TGT","TGT","ST","TGT/6-1250-6-7,5 kW STANDARD",6,6,0,"1250-6","7,5 kW","STANDARD",3204,3426,4200,3979,4349,"/","4weeks",7.5,0,1760,""]
[null,"TGT_ATEX_II2GExdIIBT4","TGT_ATEX","II2GExdIIBT4","TGT_ATEX_II2GExdIIBT4/6-1250-6-7,5 kW STANDARD",6,6,0,"1250-6","7,5 kW","STANDARD",5507,"/","/",6347,"/","/","5weeks",7.5,0,6294," PTC VERSION + 171,67 & DELIVERY TIME 7 WEEKS"]
[null,"TGT","TGT","ST","TGT/6-1250-9-11 kW STANDARD",6,6,0,"1250-9","11 kW","STANDARD",3851,4212,4987,4626,5135,"/","4weeks",11,0,1762,""]
[null,"TGT_ATEX_II2GExdIIBT5","TGT_ATEX","II2GExdIIBT5","TGT_ATEX_II2GExdIIBT5/6-1250-9-11 kW STANDARD",6,6,0,"1250-9","11 kW","STANDARD",6788,"/","/",7627,"/","/","to be confirmed",11,0,5988," PTC VERSION + 171,67 & DELIVERY TIME 7 WEEKS"]
[null,"TGT","TGT","ST","TGT/6-1250-9-15 kW STANDARD",6,6,0,"1250-9","15 kW","STANDARD",4384,4746,5520,5159,5668,"/","4weeks",15,0,1763,""]
[null,"TGT","TGT","ST","TGT/6-1250-9-15 kW IE3",6,6,0,"1250-9","15 kW","IE3",4505,4866,5641,5280,5788,"/","4weeks",15,0,6087,""]
[null,"TGT_ATEX_II2GExdIIBT5","TGT_ATEX","II2GExdIIBT5","TGT_ATEX_II2GExdIIBT5/6-1250-9-15 kW STANDARD",6,6,0,"1250-9","15 kW","STANDARD",8951,"/","/",9791,"/","/","to be confirmed",15,0,5960," PTC VERSION + 171,67 & DELIVERY TIME 7 WEEKS"]
[null,"TGT","TGT","ST","TGT/6-1250-9-18,5 kW STANDARD",6,6,0,"1250-9","18,5 kW","STANDARD",5007,5390,6165,5782,6313,"/","4weeks",18.5,0,1764,""]
[null,"TGT_ATEX_II2GExdIIBT5","TGT_ATEX","II2GExdIIBT5","TGT_ATEX_II2GExdIIBT5/6-1250-9-18,5 kW STANDARD",6,6,0,"1250-9","18,5 kW","STANDARD",10554,"/","/",11393,"/","/","to be confirmed",18.5,0,5872," PTC VERSION + 171,67 & DELIVERY TIME 7 WEEKS"]
[null,"TGT","TGT","ST","TGT/6-1250-9-22 kW IE3",6,6,0,"1250-9","22 kW","IE3",5594,5977,6752,6368,6899,"/","4weeks",22,0,5873,""]
[null,"TGT_ATEX_II2GExdIIBT5","TGT_ATEX","II2GExdIIBT5","TGT_ATEX_II2GExdIIBT5/6-1250-9-22 kW STANDARD",6,6,0,"1250-9","22 kW","STANDARD",11249,"/","/",12088,"/","/","to be confirmed",22,0,5926," PTC VERSION + 171,67 & DELIVERY TIME 7 WEEKS"]
[null,"TGT","TGT","ST","TGT/6-1250-9-5,5 kW STANDARD",6,6,0,"1250-9","5,5 kW","STANDARD",2958,3180,3954,3733,4102,"/","4weeks",5.5,0,1759,""]
[null,"TGT_ATEX_II2GExdIICT4","TGT_ATEX","II2GExdIICT4","TGT_ATEX_II2GExdIICT4/6-1250-9-5,5 kW STANDARD",6,6,0,"1250-9","5,5 kW","STANDARD",5915,"/","/",6755,"/","/","5weeks",5.5,0,5922," PTC VERSION + 171,67 & DELIVERY TIME 7 WEEKS"]
[null,"TGT_ATEX_II2GExeIIT3","TGT_ATEX","II2GExeIIT3","TGT_ATEX_II2GExeIIT3/6-1250-9-5,5 kW STANDARD",6,6,0,"1250-9","5,5 kW","STANDARD",4758,"/","/",5597,"/","/","5weeks",5.5,0,6299,""]
[null,"TGT","TGT","ST","TGT/6-1250-9-7,5 kW IE3",6,6,0,"1250-9","7,5 kW","IE3",3491,3712,4486,4266,4634,"/","4weeks",7.5,0,6231,""]
[null,"TGT_ATEX_II2GExeIIT3","TGT_ATEX","II2GExeIIT3","TGT_ATEX_II2GExeIIT3/6-1250-9-7,5 kW STANDARD",6,6,0,"1250-9","7,5 kW","STANDARD",6525,"/","/",7365,"/","/","5weeks",7.5,0,6051,""]
[null,"TGT","TGT","ST","TGT/6-1409-12-22 kW IE3",6,6,0,"1409-12","22 kW","IE3",9793,10171,10971,11348,12518,"/","4weeks",22,0,5873,""]
[null,"TGT","TGT","ST","TGT/6-1409-12-30 kW IE3",6,6,0,"1409-12","30 kW","IE3",11758,12135,12935,13312,14482,"/","7weeks",30,0,6012,""]
[null,"TGT","TGT","ST","TGT/6-1409-12-45 kW STANDARD",6,6,0,"1409-12","45 kW","STANDARD","/",16159,17336,"/",18506,"/","7weeks",45,0,1768,""]
[null,"TGT","TGT","ST","TGT/6-1409-3-15 kW STANDARD",6,6,0,"1409-3","15 kW","STANDARD",7258,7636,8436,8813,9983,"/","4weeks",15,0,1763,""]
[null,"TGT","TGT","ST","TGT/6-1409-3-15 kW IE3",6,6,0,"1409-3","15 kW","IE3",7381,7759,8559,8936,10106,"/","4weeks",15,0,6087,""]
[null,"TGT","TGT","ST","TGT/6-1409-3-7,5 kW STANDARD",6,6,0,"1409-3","7,5 kW","STANDARD",6210,6587,7387,7765,8934,"/","4weeks",7.5,0,1760,""]
[null,"TGT","TGT","ST","TGT/6-1409-6-11 kW IE3",6,6,0,"1409-6","11 kW","IE3",7229,7607,8407,8784,9953,"/","4weeks",11,0,6315,""]
[null,"TGT","TGT","ST","TGT/6-1409-6-18,5 kW STANDARD",6,6,0,"1409-6","18,5 kW","STANDARD",8325,8703,9503,9880,11050,"/","4weeks",18.5,0,1764,""]
[null,"TGT","TGT","ST","TGT/6-1409-6-30 kW IE3",6,6,0,"1409-6","30 kW","IE3",10890,11268,12068,12445,13615,"/","7weeks",30,0,6012,""]
[null,"TGT","TGT","ST","TGT/6-1409-6-37 kW IE3",6,6,0,"1409-6","37 kW","IE3","/",11892,13070,"/",14240,"/","7weeks",37,0,6025,""]
[null,"TGT","TGT","ST","TGT/6-1409-9-18,5 kW STANDARD",6,6,0,"1409-9","18,5 kW","STANDARD",8760,9137,9937,10315,11483,"/","4weeks",18.5,0,1764,""]
[null,"TGT","TGT","ST","TGT/6-1409-9-22 kW IE3",6,6,0,"1409-9","22 kW","IE3",9359,9736,10537,10914,12084,"/","4weeks",22,0,5873,""]
[null,"TGT","TGT","ST","TGT/6-1409-9-30 kW IE3",6,6,0,"1409-9","30 kW","IE3",11324,11702,12502,12879,14048,"/","7weeks",30,0,6012,""]
[null,"TGT","TGT","ST","TGT/6-1409-9-37 kW IE3",6,6,0,"1409-9","37 kW","IE3","/",12326,13503,"/",14673,"/","7weeks",37,0,6025,""]
[null,"TGT","TGT","ST","TGT/6-1609-12-110 kW IE3",6,6,0,"1609-12","110 kW","IE3","/",24587,25916,"/",27236,"/","7weeks",110,0,6246,""]
[null,"TGT","TGT","ST","TGT/6-1609-12-37 kW STANDARD",6,6,0,"1609-12","37 kW","STANDARD","/",12629,13957,"/",15278,"/","7weeks",37,0,1767,""]
[null,"TGT","TGT","ST","TGT/6-1609-12-45 kW IE3",6,6,0,"1609-12","45 kW","IE3","/",17420,18748,"/",20069,"/","7weeks",45,0,6021,""]
[null,"TGT","TGT","ST","TGT/6-1609-12-75 kW STANDARD",6,6,0,"1609-12","75 kW","STANDARD","/",17779,19108,"/",20429,"/","7weeks",75,0,1770,""]
[null,"TGT","TGT","ST","TGT/6-1609-3-15 kW IE3",6,6,0,"1609-3","15 kW","IE3",7770,8147,9099,9476,10797,"/","4weeks",15,0,6087,""]
[null,"TGT","TGT","ST","TGT/6-1609-3-18,5 kW STANDARD",6,6,0,"1609-3","18,5 kW","STANDARD",8284,8661,9612,9990,11311,"/","4weeks",18.5,0,1764,""]
[null,"TGT","TGT","ST","TGT/6-1609-3-22 kW IE3",6,6,0,"1609-3","22 kW","IE3",8883,9261,10213,10590,11911,"/","4weeks",22,0,5873,""]
[null,"TGT","TGT","ST","TGT/6-1609-3-30 kW STANDARD",6,6,0,"1609-3","30 kW","STANDARD",10380,10758,11709,12086,13407,"/","7weeks",30,0,1766,""]
[null,"TGT","TGT","ST","TGT/6-1609-6-18,5 kW IE3",6,6,0,"1609-6","18,5 kW","IE3",8913,9290,10241,10618,11939,"/","4weeks",18.5,0,5860,""]
[null,"TGT","TGT","ST","TGT/6-1609-6-30 kW IE3",6,6,0,"1609-6","30 kW","IE3",11279,11657,12608,12985,14306,"/","7weeks",30,0,6012,""]
[null,"TGT","TGT","ST","TGT/6-1609-6-37 kW IE3",6,6,0,"1609-6","37 kW","IE3","/",12280,13610,"/",14930,"/","7weeks",37,0,6025,""]
[null,"TGT","TGT","ST","TGT/6-1609-6-55 kW IE3",6,6,0,"1609-6","55 kW","IE3","/",16665,17993,"/",19314,"/","7weeks",55,0,6130,""]
[null,"TGT","TGT","ST","TGT/6-1609-9-22 kW STANDARD",6,6,0,"1609-9","22 kW","STANDARD",9542,9919,10870,11247,12568,"/","4weeks",22,0,1765,""]
[null,"TGT","TGT","ST","TGT/6-1609-9-30 kW STANDARD",6,6,0,"1609-9","30 kW","STANDARD",11244,11622,12573,12950,14271,"/","7weeks",30,0,1766,""]
[null,"TGT","TGT","ST","TGT/6-1609-9-37 kW STANDARD",6,6,0,"1609-9","37 kW","STANDARD","/",12194,13523,"/",14844,"/","7weeks",37,0,1767,""]
[null,"TGT","TGT","ST","TGT/6-1609-9-45 kW IE3",6,6,0,"1609-9","45 kW","IE3","/",16986,18315,"/",19635,"/","7weeks",45,0,6021,""]
[null,"TGT","TGT","ST","TGT/6-1609-9-75 kW STANDARD",6,6,0,"1609-9","75 kW","STANDARD","/",17345,18674,"/",19995,"/","7weeks",75,0,1770,""]
[null,"TGT","TGT","ST","TGT/6-560-6-0,37 kW STANDARD",6,6,0,"560-6","0,37 kW","STANDARD",808,1000,1088,896,1181,"/","4weeks",0.37,0,1751,""]
[null,"TGT_ATEX_II2GExdIIBT4","TGT_ATEX","II2GExdIIBT4","TGT_ATEX_II2GExdIIBT4/6-560-6-0,55 kW STANDARD",6,6,0,"560-6","0,55 kW","STANDARD",1549,"/","/",1646,"/","/","5weeks",0.55000000000000004,0,6194," PTC VERSION + 123,33 & DELIVERY TIME 7 WEEKS"]
[null,"TGT","TGT","ST","TGT/6-630-6-0,37 kW STANDARD",6,6,0,"630-6","0,37 kW","STANDARD",874,1066,1159,966,1251,"/","4weeks",0.37,0,1751,""]
[null,"TGT_ATEX_II2GExdIIBT4","TGT_ATEX","II2GExdIIBT4","TGT_ATEX_II2GExdIIBT4/6-630-6-0,55 kW STANDARD",6,6,0,"630-6","0,55 kW","STANDARD",1622,"/","/",1721,"/","/","5weeks",0.55000000000000004,0,6194," PTC VERSION + 123,33 & DELIVERY TIME 7 WEEKS"]
[null,"TGT_ATEX_II3DExtcIIICT125","TGT_ATEX","II3DExtcIIICT125","TGT_ATEX_II3DExtcIIICT125/6-630-6-0,55 kW STANDARD",6,6,0,"630-6","0,55 kW","STANDARD",1791,"/","/",1890,"/","/","to be confirmed",0.55000000000000004,0,6135,""]
[null,"TGT","TGT","ST","TGT/6-630-6-0,75 kW STANDARD",6,6,0,"630-6","0,75 kW","STANDARD",939,1130,1223,1032,1315,"/","4weeks",0.75,0,1753,""]
[null,"TGT_ATEX_II2GExdIIBT4","TGT_ATEX","II2GExdIIBT4","TGT_ATEX_II2GExdIIBT4/6-630-6-0,75 kW STANDARD",6,6,0,"630-6","0,75 kW","STANDARD",1771,"/","/",1872,"/","/","5weeks",0.75,0,6313," PTC VERSION + 148,33 & DELIVERY TIME 7 WEEKS"]
[null,"TGT","TGT","ST","TGT/6-630-6-1,1 kW IE3",6,6,0,"630-6","1,1 kW","IE3",1038,1229,1321,1130,1414,"/","to be confirmed",1.1000000000000001,0,6273,""]
[null,"TGT","TGT","ST","TGT/6-710-3-0,55 kW STANDARD",6,6,0,"710-3","0,55 kW","STANDARD",903,1096,1225,1033,1335,"/","4weeks",0.55000000000000004,0,1752,""]
[null,"TGT_ATEX_II2GExdIIBT5","TGT_ATEX","II2GExdIIBT5","TGT_ATEX_II2GExdIIBT5/6-710-3-0,55 kW STANDARD",6,6,0,"710-3","0,55 kW","STANDARD",1637,"/","/",1777,"/","/","5weeks",0.55000000000000004,0,5936," PTC VERSION + 123,33 & DELIVERY TIME 7 WEEKS"]
[null,"TGT","TGT","ST","TGT/6-710-3-0,75 kW STANDARD",6,6,0,"710-3","0,75 kW","STANDARD",954,1146,1275,1083,1385,"/","4weeks",0.75,0,1753,""]
[null,"TGT_ATEX_II2GExdIIBT5","TGT_ATEX","II2GExdIIBT5","TGT_ATEX_II2GExdIIBT5/6-710-3-0,75 kW STANDARD",6,6,0,"710-3","0,75 kW","STANDARD",1788,"/","/",1927,"/","/","5weeks",0.75,0,6275," PTC VERSION + 148,33 & DELIVERY TIME 7 WEEKS"]
[null,"TGT","TGT","ST","TGT/6-710-6-0,55 kW STANDARD",6,6,0,"710-6","0,55 kW","STANDARD",999,1191,1320,1128,1431,"/","4weeks",0.55000000000000004,0,1752,""]
[null,"TGT_ATEX_II2GExdIICT4","TGT_ATEX","II2GExdIICT4","TGT_ATEX_II2GExdIICT4/6-710-6-0,55 kW STANDARD",6,6,0,"710-6","0,55 kW","STANDARD",1864,"/","/",2004,"/","/","5weeks",0.55000000000000004,0,6104," PTC VERSION + 123,33 & DELIVERY TIME 7 WEEKS"]
[null,"TGT_ATEX_II2GExeIIT3","TGT_ATEX","II2GExeIIT3","TGT_ATEX_II2GExeIIT3/6-710-6-0,55 kW STANDARD",6,6,0,"710-6","0,55 kW","STANDARD",1413,"/","/",1552,"/","/","5weeks",0.55000000000000004,0,6048,""]
[null,"TGT_ATEX_II2GExdIICT4","TGT_ATEX","II2GExdIICT4","TGT_ATEX_II2GExdIICT4/6-710-6-0,75 kW STANDARD",6,6,0,"710-6","0,75 kW","STANDARD",2041,"/","/",2181,"/","/","5weeks",0.75,0,5975," PTC VERSION + 148,33 & DELIVERY TIME 7 WEEKS"]
[null,"TGT_ATEX_II2GExeIIT3","TGT_ATEX","II2GExeIIT3","TGT_ATEX_II2GExeIIT3/6-710-6-0,75 kW STANDARD",6,6,0,"710-6","0,75 kW","STANDARD",1488,"/","/",1629,"/","/","5weeks",0.75,0,6070,""]
[null,"TGT","TGT","ST","TGT/6-710-6-1,1 kW STANDARD",6,6,0,"710-6","1,1 kW","STANDARD",1097,1289,1418,1226,1528,"/","4weeks",1.1000000000000001,0,1754,""]
[null,"TGT_ATEX_II2GExeIIT3","TGT_ATEX","II2GExeIIT3","TGT_ATEX_II2GExeIIT3/6-710-6-1,1 kW STANDARD",6,6,0,"710-6","1,1 kW","STANDARD",1579,"/","/",1718,"/","/","5weeks",1.1000000000000001,0,5811,""]
[null,"TGT","TGT","ST","TGT/6-800-3-0,75 kW STANDARD",6,6,0,"800-3","0,75 kW","STANDARD",1116,1308,1485,1293,1595,"/","4weeks",0.75,0,1753,""]
[null,"TGT","TGT","ST","TGT/6-800-3-0,75 kW IE3",6,6,0,"800-3","0,75 kW","IE3",1160,1352,1528,1337,1640,"/","to be confirmed",0.75,0,5802,""]
[null,"TGT_ATEX_II2GExdIIBT5","TGT_ATEX","II2GExdIIBT5","TGT_ATEX_II2GExdIIBT5/6-800-3-0,75 kW STANDARD",6,6,0,"800-3","0,75 kW","STANDARD",1963,"/","/",2155,"/","/","5weeks",0.75,0,6275," PTC VERSION + 148,33 & DELIVERY TIME 7 WEEKS"]
[null,"TGT","TGT","ST","TGT/6-800-3-1,1 kW STANDARD",6,6,0,"800-3","1,1 kW","STANDARD",1163,1355,1532,1340,1643,"/","4weeks",1.1000000000000001,0,1754,""]
[null,"TGT_ATEX_II2GExdIIBT5","TGT_ATEX","II2GExdIIBT5","TGT_ATEX_II2GExdIIBT5/6-800-3-1,1 kW STANDARD",6,6,0,"800-3","1,1 kW","STANDARD",2076,"/","/",2268,"/","/","5weeks",1.1000000000000001,0,6132," PTC VERSION + 148,33 & DELIVERY TIME 7 WEEKS"]
[null,"TGT_ATEX_II2GExdIIBT4","TGT_ATEX","II2GExdIIBT4","TGT_ATEX_II2GExdIIBT4/6-800-3-1,5 kW STANDARD",6,6,0,"800-3","1,5 kW","STANDARD",2320,"/","/",2511,"/","/","5weeks",1.5,0,5920," PTC VERSION + 148,33 & DELIVERY TIME 7 WEEKS"]
[null,"TGT_ATEX_II3DExtcIIICT125","TGT_ATEX","II3DExtcIIICT125","TGT_ATEX_II3DExtcIIICT125/6-800-3-1,5 kW STANDARD",6,6,0,"800-3","1,5 kW","STANDARD",2384,"/","/",2575,"/","/","to be confirmed",1.5,0,5849,""]
[null,"TGT_ATEX_II2GExdIICT4","TGT_ATEX","II2GExdIICT4","TGT_ATEX_II2GExdIICT4/6-800-6-0,75 kW STANDARD",6,6,0,"800-6","0,75 kW","STANDARD",2217,"/","/",2409,"/","/","5weeks",0.75,0,5975," PTC VERSION + 148,33 & DELIVERY TIME 7 WEEKS"]
[null,"TGT_ATEX_II2GExeIIT3","TGT_ATEX","II2GExeIIT3","TGT_ATEX_II2GExeIIT3/6-800-6-0,75 kW STANDARD",6,6,0,"800-6","0,75 kW","STANDARD",1665,"/","/",1857,"/","/","5weeks",0.75,0,6070,""]
[null,"TGT_ATEX_II3DExtcIIICT125","TGT_ATEX","II3DExtcIIICT125","TGT_ATEX_II3DExtcIIICT125/6-800-6-0,75 kW STANDARD",6,6,0,"800-6","0,75 kW","STANDARD",2195,"/","/",2387,"/","/","to be confirmed",0.75,0,6214,""]
[null,"TGT_ATEX_II2GExdIICT4","TGT_ATEX","II2GExdIICT4","TGT_ATEX_II2GExdIICT4/6-800-6-1,1 kW STANDARD",6,6,0,"800-6","1,1 kW","STANDARD",2343,"/","/",2535,"/","/","5weeks",1.1000000000000001,0,6301," PTC VERSION + 148,33 & DELIVERY TIME 7 WEEKS"]
[null,"TGT_ATEX_II2GExeIIT3","TGT_ATEX","II2GExeIIT3","TGT_ATEX_II2GExeIIT3/6-800-6-1,1 kW STANDARD",6,6,0,"800-6","1,1 kW","STANDARD",1754,"/","/",1946,"/","/","5weeks",1.1000000000000001,0,5811,""]
[null,"TGT_ATEX_II2GExdIICT4","TGT_ATEX","II2GExdIICT4","TGT_ATEX_II2GExdIICT4/6-800-6-1,5 kW STANDARD",6,6,0,"800-6","1,5 kW","STANDARD",2627,"/","/",2819,"/","/","5weeks",1.5,0,6174," PTC VERSION + 148,33 & DELIVERY TIME 7 WEEKS"]
[null,"TGT_ATEX_II2GExeIIT3","TGT_ATEX","II2GExeIIT3","TGT_ATEX_II2GExeIIT3/6-800-6-1,5 kW STANDARD",6,6,0,"800-6","1,5 kW","STANDARD",2163,"/","/",2356,"/","/","5weeks",1.5,0,6057,""]
[null,"TGT","TGT","ST","TGT/6-800-6-2,2 kW IE3",6,6,0,"800-6","2,2 kW","IE3",1437,1628,1805,1614,1917,"/","to be confirmed",2.2000000000000002,0,5944,""]
[null,"TGT_ATEX_II2GExeIIT3","TGT_ATEX","II2GExeIIT3","TGT_ATEX_II2GExeIIT3/6-800-6-2,2 kW STANDARD",6,6,0,"800-6","2,2 kW","STANDARD",2561,"/","/",2754,"/","/","5weeks",2.2000000000000002,0,6161,""]
[null,"TGT_ATEX_II2GExdIIBT4","TGT_ATEX","II2GExdIIBT4","TGT_ATEX_II2GExdIIBT4/6-800-9-0,75 kW STANDARD",6,6,0,"800-9","0,75 kW","STANDARD",2191,"/","/",2383,"/","/","5weeks",0.75,0,6313," PTC VERSION + 148,33 & DELIVERY TIME 7 WEEKS"]
[null,"TGT_ATEX_II2GExdIIBT5","TGT_ATEX","II2GExdIIBT5","TGT_ATEX_II2GExdIIBT5/6-800-9-0,75 kW STANDARD",6,6,0,"800-9","0,75 kW","STANDARD",2191,"/","/",2383,"/","/","5weeks",0.75,0,6275," PTC VERSION + 148,33 & DELIVERY TIME 7 WEEKS"]
[null,"TGT","TGT","ST","TGT/6-800-9-1,1 kW STANDARD",6,6,0,"800-9","1,1 kW","STANDARD",1374,1565,1742,1550,1853,"/","4weeks",1.1000000000000001,0,1754,""]
[null,"TGT_ATEX_II2GExdIIBT4","TGT_ATEX","II2GExdIIBT4","TGT_ATEX_II2GExdIIBT4/6-800-9-1,1 kW STANDARD",6,6,0,"800-9","1,1 kW","STANDARD",2304,"/","/",2496,"/","/","5weeks",1.1000000000000001,0,6197," PTC VERSION + 148,33 & DELIVERY TIME 7 WEEKS"]
[null,"TGT","TGT","ST","TGT/6-800-9-1,5 kW STANDARD",6,6,0,"800-9","1,5 kW","STANDARD",1411,1602,1779,1587,1889,"/","4weeks",1.5,0,1755,""]
[null,"TGT_ATEX_II2GExdIIBT5","TGT_ATEX","II2GExdIIBT5","TGT_ATEX_II2GExdIIBT5/6-800-9-1,5 kW STANDARD",6,6,0,"800-9","1,5 kW","STANDARD",2548,"/","/",2739,"/","/","5weeks",1.5,0,5947," PTC VERSION + 148,33 & DELIVERY TIME 7 WEEKS"]
[null,"TGT","TGT","ST","TGT/6-800-9-2,2 kW IE3",6,6,0,"800-9","2,2 kW","IE3",1551,1742,1920,1728,2030,"/","to be confirmed",2.2000000000000002,0,5944,""]
[null,"TGT_ATEX_II2GExdIIBT5","TGT_ATEX","II2GExdIIBT5","TGT_ATEX_II2GExdIIBT5/6-800-9-2,2 kW STANDARD",6,6,0,"800-9","2,2 kW","STANDARD",2825,"/","/",3017,"/","/","5weeks",2.2000000000000002,0,6138," PTC VERSION + 148,33 & DELIVERY TIME 7 WEEKS"]
[null,"TGT","TGT","ST","TGT/6-800-9-3 kW STANDARD",6,6,0,"800-9","3 kW","STANDARD",1614,1820,1998,1791,2108,"/","4weeks",3,0,1757,""]
[null,"TGT","TGT","ST","TGT/6-800-9-3 kW IE3",6,6,0,"800-9","3 kW","IE3",1695,1902,2079,1873,2190,"/","to be confirmed",3,0,5875,""]
[null,"TGT_ATEX_II2GExdIIBT5","TGT_ATEX","II2GExdIIBT5","TGT_ATEX_II2GExdIIBT5/6-800-9-3 kW STANDARD",6,6,0,"800-9","3 kW","STANDARD",3581,"/","/",3772,"/","/","5weeks",3,0,5828," PTC VERSION + 171,67 & DELIVERY TIME 7 WEEKS"]
[null,"TGT","TGT","ST","TGT/6-900-3-1,5 kW STANDARD",6,6,0,"900-3","1,5 kW","STANDARD",1594,1787,2011,1820,2140,"/","4weeks",1.5,0,1755,""]
[null,"TGT_ATEX_II2GExdIIBT5","TGT_ATEX","II2GExdIIBT5","TGT_ATEX_II2GExdIIBT5/6-900-3-1,5 kW STANDARD",6,6,0,"900-3","1,5 kW","STANDARD",2747,"/","/",2991,"/","/","5weeks",1.5,0,5947," PTC VERSION + 148,33 & DELIVERY TIME 7 WEEKS"]
[null,"TGT","TGT","ST","TGT/6-900-3-2,2 kW STANDARD",6,6,0,"900-3","2,2 kW","STANDARD",1673,1864,2090,1898,2219,"/","4weeks",2.2000000000000002,0,1756,""]
[null,"TGT_ATEX_II2GExdIIBT5","TGT_ATEX","II2GExdIIBT5","TGT_ATEX_II2GExdIIBT5/6-900-3-2,2 kW STANDARD",6,6,0,"900-3","2,2 kW","STANDARD",3026,"/","/",3269,"/","/","5weeks",2.2000000000000002,0,6138," PTC VERSION + 148,33 & DELIVERY TIME 7 WEEKS"]
[null,"TGT","TGT","ST","TGT/6-900-6-1,5 kW STANDARD",6,6,0,"900-6","1,5 kW","STANDARD",1691,1882,2108,1916,2237,"/","4weeks",1.5,0,1755,""]
[null,"TGT_ATEX_II2GExdIIBT5","TGT_ATEX","II2GExdIIBT5","TGT_ATEX_II2GExdIIBT5/6-900-6-1,5 kW STANDARD",6,6,0,"900-6","1,5 kW","STANDARD",2851,"/","/",3095,"/","/","5weeks",1.5,0,5947," PTC VERSION + 148,33 & DELIVERY TIME 7 WEEKS"]
[null,"TGT_ATEX_II2GExeIIT3","TGT_ATEX","II2GExeIIT3","TGT_ATEX_II2GExeIIT3/6-900-6-1,5 kW STANDARD",6,6,0,"900-6","1,5 kW","STANDARD",2591,"/","/",2835,"/","/","5weeks",1.5,0,6057,""]
[null,"TGT","TGT","ST","TGT/6-900-6-2,2 kW IE3",6,6,0,"900-6","2,2 kW","IE3",1832,2023,2249,2056,2378,"/","to be confirmed",2.2000000000000002,0,5944,""]
[null,"TGT_ATEX_II2GExdIIBT5","TGT_ATEX","II2GExdIIBT5","TGT_ATEX_II2GExdIIBT5/6-900-6-2,2 kW STANDARD",6,6,0,"900-6","2,2 kW","STANDARD",3129,"/","/",3373,"/","/","5weeks",2.2000000000000002,0,6138," PTC VERSION + 148,33 & DELIVERY TIME 7 WEEKS"]
[null,"TGT","TGT","ST","TGT/6-900-6-3 kW STANDARD",6,6,0,"900-6","3 kW","STANDARD",1895,2100,2326,2119,2455,"/","4weeks",3,0,1757,""]
[null,"TGT_ATEX_II2GExdIIBT5","TGT_ATEX","II2GExdIIBT5","TGT_ATEX_II2GExdIIBT5/6-900-6-3 kW STANDARD",6,6,0,"900-6","3 kW","STANDARD",3884,"/","/",4128,"/","/","5weeks",3,0,5828," PTC VERSION + 171,67 & DELIVERY TIME 7 WEEKS"]
[null,"TGT","TGT","ST","TGT/6-900-9-1,5 kW IE3",6,6,0,"900-9","1,5 kW","IE3",1859,2051,2276,2085,2405,"/","to be confirmed",1.5,0,6114,""]
[null,"TGT_ATEX_II2GExdIIBT5","TGT_ATEX","II2GExdIIBT5","TGT_ATEX_II2GExdIIBT5/6-900-9-1,5 kW STANDARD",6,6,0,"900-9","1,5 kW","STANDARD",2971,"/","/",3215,"/","/","5weeks",1.5,0,5947," PTC VERSION + 148,33 & DELIVERY TIME 7 WEEKS"]
[null,"TGT","TGT","ST","TGT/6-900-9-2,2 kW IE3",6,6,0,"900-9","2,2 kW","IE3",1942,2134,2359,2167,2488,"/","to be confirmed",2.2000000000000002,0,5944,""]
[null,"TGT","TGT","ST","TGT/6-900-9-2,2 kW STANDARD",6,6,0,"900-9","2,2 kW","STANDARD",1879,2071,2296,2105,2425,"/","4weeks",2.2000000000000002,0,1756,""]
[null,"TGT_ATEX_II2GExdIIBT5","TGT_ATEX","II2GExdIIBT5","TGT_ATEX_II2GExdIIBT5/6-900-9-2,2 kW STANDARD",6,6,0,"900-9","2,2 kW","STANDARD",3249,"/","/",3493,"/","/","5weeks",2.2000000000000002,0,6138," PTC VERSION + 148,33 & DELIVERY TIME 7 WEEKS"]
[null,"TGT","TGT","ST","TGT/6-900-9-3 kW IE3",6,6,0,"900-9","3 kW","IE3",2087,2293,2518,2312,2648,"/","to be confirmed",3,0,5875,""]
[null,"THGT_F300","THGT","F300","THGT_F300/2_4-400-6-1,1/0,25 kW STANDARD","2_4",2,4,"400-6","1,1/0,25 kW","STANDARD",985,1225,1306,1065,1405,"/","3weeks",1.1000000000000001,0.25,2036,""]
[null,"THGT_F300","THGT","F300","THGT_F300/2_4-400-6-1,5/0,37 kW STANDARD","2_4",2,4,"400-6","1,5/0,37 kW","STANDARD",1003,1243,1322,1083,1422,"/","4weeks",1.5,0.37,2037,""]
[null,"THGT_F200","THGT","F200","THGT_F200/2_4-450-6-1,5/0,33 kW STANDARD","2_4",2,4,"450-6","1,5/0,33 kW","STANDARD",1016,1255,1343,1104,1443,"/","to be confirmed",1.5,0.33,1987,""]
[null,"THGT_F300","THGT","F300","THGT_F300/2_4-450-6-2,2/0,5 kW STANDARD","2_4",2,4,"450-6","2,2/0,5 kW","STANDARD",1092,1332,1420,1181,1520,"/","5weeks",2.2000000000000002,0.5,5921,""]
[null,"THGT_F300","THGT","F300","THGT_F300/2_4-450-6-3,1/0,8 kW STANDARD","2_4",2,4,"450-6","3,1/0,8 kW","STANDARD",1260,1557,1645,1349,1745,"/","to be confirmed",3.1,0.8,6255,""]
[null,"THGT_F400","THGT","F400","THGT_F400/2_4-450-6-3,1/0,8 kW STANDARD","2_4",2,4,"450-6","3,1/0,8 kW","STANDARD","/","/",3345,"/","/","/","to be confirmed",3.1,0.8,2093,""]
[null,"THGT_F300","THGT","F300","THGT_F300/2_4-500-6-1,5/0,37 kW STANDARD","2_4",2,4,"500-6","1,5/0,37 kW","STANDARD",1046,1287,1378,1139,1478,"/","4weeks",1.5,0.37,2037,""]
[null,"THGT_F300","THGT","F300","THGT_F300/2_4-500-6-2,2/0,5 kW STANDARD","2_4",2,4,"500-6","2,2/0,5 kW","STANDARD",1117,1356,1448,1208,1548,"/","5weeks",2.2000000000000002,0.5,5921,""]
[null,"THGT_F300","THGT","F300","THGT_F300/2_4-500-6-3,1/0,8 kW STANDARD","2_4",2,4,"500-6","3,1/0,8 kW","STANDARD",1285,1581,1672,1377,1772,"/","4weeks",3.1,0.8,2039,""]
[null,"THGT_F300","THGT","F300","THGT_F300/2_4-500-6-4,4/1,1 kW STANDARD","2_4",2,4,"500-6","4,4/1,1 kW","STANDARD",1381,1685,1777,1474,1877,"/","5weeks",4.4000000000000004,1.1000000000000001,6010,""]
[null,"THGT_F300","THGT","F300","THGT_F300/2_4-560-6-3,1/0,8 kW STANDARD","2_4",2,4,"560-6","3,1/0,8 kW","STANDARD",1384,1680,1776,1481,1876,"/","to be confirmed",3.1,0.8,6255,""]
[null,"THGT_F200","THGT","F200","THGT_F200/2_4-560-6-3/0,6 kW STANDARD","2_4",2,4,"560-6","3/0,6 kW","STANDARD",1376,1672,1768,1472,1867,"/","to be confirmed",3,0.6,1989,""]
[null,"THGT_F300","THGT","F300","THGT_F300/2_4-560-6-4,4/1,1 kW STANDARD","2_4",2,4,"560-6","4,4/1,1 kW","STANDARD",1481,1784,1881,1577,1981,"/","3weeks",4.4000000000000004,1.1000000000000001,2040,""]
[null,"THGT_F200","THGT","F200","THGT_F200/2_4-560-6-4,5/1 kW STANDARD","2_4",2,4,"560-6","4,5/1 kW","STANDARD",1472,1775,1872,1568,1971,"/","3weeks",4.5,1,1990,""]
[null,"THGT_F300","THGT","F300","THGT_F300/2_4-560-6-6/1,5 kW STANDARD","2_4",2,4,"560-6","6/1,5 kW","STANDARD",1732,2035,2132,1829,2232,"/","3weeks",6,1.5,2041,""]
[null,"THGT_F300","THGT","F300","THGT_F300/2_4-560-6-8/2 kW STANDARD","2_4",2,4,"560-6","8/2 kW","STANDARD",2128,2807,2904,2224,3003,"/","5weeks",8,2,5853,""]
[null,"THGT_F400","THGT","F400","THGT_F400/2_4-630-6-12/3 kW STANDARD","2_4",2,4,"630-6","12/3 kW","STANDARD","/","/",6372,"/","/","/","to be confirmed",12,3,2097,""]
[null,"THGT_F300","THGT","F300","THGT_F300/2_4-630-6-4,4/1,1 kW STANDARD","2_4",2,4,"630-6","4,4/1,1 kW","STANDARD",1552,1857,1957,1653,2056,"/","3weeks",4.4000000000000004,1.1000000000000001,2040,""]
[null,"THGT_F300","THGT","F300","THGT_F300/2_4-630-6-6/1,5 kW STANDARD","2_4",2,4,"630-6","6/1,5 kW","STANDARD",1804,2108,2208,1904,2307,"/","5weeks",6,1.5,6200,""]
[null,"THGT_F300","THGT","F300","THGT_F300/2_4-630-6-8/2 kW STANDARD","2_4",2,4,"630-6","8/2 kW","STANDARD",2200,2880,2979,2300,3079,"/","5weeks",8,2,5853,""]
[null,"THGT_F300","THGT","F300","THGT_F300/2_4-630-6-8/2 kW STANDARD","2_4",2,4,"630-6","8/2 kW","STANDARD",2200,2880,2979,2300,3079,"/","3weeks",8,2,2042,""]
[null,"THGT_F200","THGT","F200","THGT_F200/2-400-6-1,1 kW STANDARD",2,2,0,"400-6","1,1 kW","STANDARD",790,1029,1109,870,1209,"/","3weeks",1.1000000000000001,0,1805,""]
[null,"THGT_F400","THGT","F400","THGT_F400/2-400-6-1,1 kW STANDARD",2,2,0,"400-6","1,1 kW","STANDARD","/","/",2449,"/","/","/","3weeks",1.1000000000000001,0,1888,""]
[null,"THGT_F300","THGT","F300","THGT_F300/2-400-6-1,5 kW STANDARD",2,2,0,"400-6","1,5 kW","STANDARD",1015,1254,1334,1095,1434,"/","3weeks",1.5,0,1846,""]
[null,"THGT_F400","THGT","F400","THGT_F400/2-400-6-1,5 kW STANDARD",2,2,0,"400-6","1,5 kW","STANDARD","/","/",2508,"/","/","/","3weeks",1.5,0,1889,""]
[null,"THGT_F300","THGT","F300","THGT_F300/2-400-6-2,2 kW IE3",2,2,0,"400-6","2,2 kW","IE3",1138,1378,1458,1217,1558,"/","to be confirmed",2.2000000000000002,0,6095,""]
[null,"THGT_F300","THGT","F300","THGT_F300/2-450-6-1,5 kW IE3",2,2,0,"450-6","1,5 kW","IE3",1082,1321,1410,1170,1509,"/","to be confirmed",1.5,0,6193,""]
[null,"THGT_F400","THGT","F400","THGT_F400/2-450-6-1,5 kW STANDARD",2,2,0,"450-6","1,5 kW","STANDARD","/","/",2546,"/","/","/","3weeks",1.5,0,1889,""]
[null,"THGT_F200","THGT","F200","THGT_F200/2-450-6-2,2 kW STANDARD",2,2,0,"450-6","2,2 kW","STANDARD",942,1182,1270,1031,1370,"/","3weeks",2.2000000000000002,0,1807,""]
[null,"THGT_F300","THGT","F300","THGT_F300/2-450-6-2,2 kW IE3",2,2,0,"450-6","2,2 kW","IE3",1158,1398,1485,1246,1586,"/","to be confirmed",2.2000000000000002,0,6095,""]
[null,"THGT_F200","THGT","F200","THGT_F200/2-450-6-3 kW IE3",2,2,0,"450-6","3 kW","IE3",{"$error":"#N/A"},{"$error":"#N/A"},{"$error":"#N/A"},{"$error":"#N/A"},{"$error":"#N/A"},"/",{"$error":"#N/A"},3,0,6124,"IF YOU NEED PRICE CONTACT SALES DEPARTMENT"]
[null,"THGT_F400","THGT","F400","THGT_F400/2-450-6-3 kW IE3",2,2,0,"450-6","3 kW","IE3","/","/",3033,"/","/","/","to be confirmed",3,0,5937,""]
[null,"THGT_F400","THGT","F400","THGT_F400/2-500-6-1,5 kW STANDARD",2,2,0,"500-6","1,5 kW","STANDARD","/","/",2633,"/","/","/","3weeks",1.5,0,1889,""]
[null,"THGT_F300","THGT","F300","THGT_F300/2-500-6-2,2 kW IE3",2,2,0,"500-6","2,2 kW","IE3",1182,1421,1514,1274,1613,"/","to be confirmed",2.2000000000000002,0,6095,""]
[null,"THGT_F300","THGT","F300","THGT_F300/2-500-6-3 kW STANDARD",2,2,0,"500-6","3 kW","STANDARD",1292,1587,1679,1384,1779,"/","3weeks",3,0,1848,""]
[null,"THGT_F400","THGT","F400","THGT_F400/2-500-6-3 kW IE3",2,2,0,"500-6","3 kW","IE3","/","/",3119,"/","/","/","to be confirmed",3,0,5937,""]
[null,"THGT_F200","THGT","F200","THGT_F200/2-500-6-4 kW IE3",2,2,0,"500-6","4 kW","IE3",{"$error":"#N/A"},{"$error":"#N/A"},{"$error":"#N/A"},{"$error":"#N/A"},{"$error":"#N/A"},"/",{"$error":"#N/A"},4,0,6064,"IF YOU NEED PRICE CONTACT SALES DEPARTMENT"]
[null,"THGT_F300","THGT","F300","THGT_F300/2-500-6-4 kW STANDARD",2,2,0,"500-6","4 kW","STANDARD",1376,1672,1763,1468,1864,"/","3weeks",4,0,1849,""]
[null,"THGT_F200","THGT","F200","THGT_F200/2-560-6-3 kW STANDARD",2,2,0,"560-6","3 kW","STANDARD",1138,1434,1529,1234,1629,"/","3weeks",3,0,1808,""]
[null,"THGT_F200","THGT","F200","THGT_F200/2-560-6-4 kW IE3",2,2,0,"560-6","4 kW","IE3",{"$error":"#N/A"},{"$error":"#N/A"},{"$error":"#N/A"},{"$error":"#N/A"},{"$error":"#N/A"},"/",{"$error":"#N/A"},4,0,6064,"IF YOU NEED PRICE CONTACT SALES DEPARTMENT"]
[null,"THGT_F300","THGT","F300","THGT_F300/2-560-6-4 kW IE3",2,2,0,"560-6","4 kW","IE3",1565,1861,1957,1662,2056,"/","to be confirmed",4,0,6035,""]
[null,"THGT_F200","THGT","F200","THGT_F200/2-560-6-5,5 kW IE3",2,2,0,"560-6","5,5 kW","IE3",{"$error":"#N/A"},{"$error":"#N/A"},{"$error":"#N/A"},{"$error":"#N/A"},{"$error":"#N/A"},"/",{"$error":"#N/A"},5.5,0,6175,"IF YOU NEED PRICE CONTACT SALES DEPARTMENT"]
[null,"THGT_F400","THGT","F400","THGT_F400/2-560-6-5,5 kW IE3",2,2,0,"560-6","5,5 kW","IE3","/","/",3820,"/","/","/","to be confirmed",5.5,0,6000,""]
[null,"THGT_F200","THGT","F200","THGT_F200/2-560-6-7,5 kW IE3",2,2,0,"560-6","7,5 kW","IE3",{"$error":"#N/A"},{"$error":"#N/A"},{"$error":"#N/A"},{"$error":"#N/A"},{"$error":"#N/A"},"/",{"$error":"#N/A"},7.5,0,6168,"IF YOU NEED PRICE CONTACT SALES DEPARTMENT"]
[null,"THGT_F300","THGT","F300","THGT_F300/2-560-6-7,5 kW IE3",2,2,0,"560-6","7,5 kW","IE3",2040,2343,2439,2135,2539,"/","to be confirmed",7.5,0,5999,""]
[null,"THGT_F400","THGT","F400","THGT_F400/2-560-6-7,5 kW IE3",2,2,0,"560-6","7,5 kW","IE3","/","/",4034,"/","/","/","to be confirmed",7.5,0,6274,""]
[null,"THGT_F300","THGT","F300","THGT_F300/2-630-6-11 kW STANDARD",2,2,0,"630-6","11 kW","STANDARD","/","/",3738,3059,3838,"/","to be confirmed",11,0,1853,""]
[null,"THGT_F300","THGT","F300","THGT_F300/2-630-6-15 kW IE3",2,2,0,"630-6","15 kW","IE3","/","/",4126,3447,4226,"/","to be confirmed",15,0,6201,""]
[null,"THGT_F300","THGT","F300","THGT_F300/2-630-6-18,5 kW IE3",2,2,0,"630-6","18,5 kW","IE3","/","/",4626,3875,4725,"/","to be confirmed",18.5,0,6283,""]
[null,"THGT_F300","THGT","F300","THGT_F300/2-630-6-5,5 kW STANDARD",2,2,0,"630-6","5,5 kW","STANDARD",1827,2131,2232,1927,2331,"/","3weeks",5.5,0,1850,""]
[null,"THGT_F300","THGT","F300","THGT_F300/2-630-6-7,5 kW IE3",2,2,0,"630-6","7,5 kW","IE3",2111,2414,2515,2212,2615,"/","to be confirmed",7.5,0,5999,""]
[null,"THGT_F400","THGT","F400","THGT_F400/2-630-6-7,5 kW IE3",2,2,0,"630-6","7,5 kW","IE3","/","/",4067,"/","/","/","to be confirmed",7.5,0,6274,""]
[null,"THGT_F200","THGT","F200","THGT_F200/4_6-1000-3-10,5/3,5 kW STANDARD","4_6",4,6,"1000-3","10,5/3,5 kW","STANDARD",4522,5200,5553,4874,5693,"/","to be confirmed",10.5,3.5,2018,""]
[null,"THGT_F300","THGT","F300","THGT_F300/4_6-1000-3-14/4,5 kW STANDARD","4_6",4,6,"1000-3","14/4,5 kW","STANDARD",4265,4944,5296,4616,5435,"/","to be confirmed",14,4.5,2070,""]
[null,"THGT_F200","THGT","F200","THGT_F200/4_6-1000-3-2,5/0,8 kW STANDARD","4_6",4,6,"1000-3","2,5/0,8 kW","STANDARD",2149,2444,2796,2501,2935,"/","to be confirmed",2.5,0.8,2014,""]
[null,"THGT_F400","THGT","F400","THGT_F400/4_6-1000-3-3/1 kW STANDARD","4_6",4,6,"1000-3","3/1 kW","STANDARD",3160,3456,3808,3512,3947,"/","5weeks",3,1,2120,""]
[null,"THGT_F400","THGT","F400","THGT_F400/4_6-1000-3-4,5/1,5 kW STANDARD","4_6",4,6,"1000-3","4,5/1,5 kW","STANDARD",3626,3930,4281,3978,4421,"/","5weeks",4.5,1.5,2121,""]
[null,"THGT_F200","THGT","F200","THGT_F200/4_6-1000-6-10,5/3,5 kW STANDARD","4_6",4,6,"1000-6","10,5/3,5 kW","STANDARD",4629,5308,5660,4982,5801,"/","to be confirmed",10.5,3.5,2018,""]
[null,"THGT_F200","THGT","F200","THGT_F200/4_6-1000-6-14,5/4,5 kW STANDARD","4_6",4,6,"1000-6","14,5/4,5 kW","STANDARD",4809,5489,5841,5161,5981,"/","to be confirmed",14.5,4.5,6066,""]
[null,"THGT_F200","THGT","F200","THGT_F200/4_6-1000-6-16/5 kW STANDARD","4_6",4,6,"1000-6","16/5 kW","STANDARD",5345,6096,6447,5697,6587,"/","to be confirmed",16,5,2019,""]
[null,"THGT_F300","THGT","F300","THGT_F300/4_6-1000-6-16/6,5 kW STANDARD","4_6",4,6,"1000-6","16/6,5 kW","STANDARD",5250,6001,6353,5602,6493,"/","to be confirmed",16,6.5,2071,""]
[null,"THGT_F300","THGT","F300","THGT_F300/4_6-1000-6-20/8,5 kW STANDARD","4_6",4,6,"1000-6","20/8,5 kW","STANDARD",5376,6127,6479,5728,6619,"/","to be confirmed",20,8.5,2072,""]
[null,"THGT_F400","THGT","F400","THGT_F400/4_6-1000-6-4,5/1,5 kW STANDARD","4_6",4,6,"1000-6","4,5/1,5 kW","STANDARD",3733,4038,4389,4086,4529,"/","5weeks",4.5,1.5,2121,""]
[null,"THGT_F200","THGT","F200","THGT_F200/4_6-1000-6-6/2 kW STANDARD","4_6",4,6,"1000-6","6/2 kW","STANDARD",3087,3391,3743,3439,3882,"/","to be confirmed",6,2,2017,""]
[null,"THGT_F400","THGT","F400","THGT_F400/4_6-1000-9-10/3,3 kW STANDARD","4_6",4,6,"1000-9","10/3,3 kW","STANDARD",5751,6431,6782,6103,6922,"/","5weeks",10,3.3,2123,""]
[null,"THGT_F200","THGT","F200","THGT_F200/4_6-1000-9-16/5 kW STANDARD","4_6",4,6,"1000-9","16/5 kW","STANDARD",5445,6195,6547,5796,6687,"/","to be confirmed",16,5,2019,""]
[null,"THGT_F200","THGT","F200","THGT_F200/4_6-1000-9-20/6,5 kW STANDARD","4_6",4,6,"1000-9","20/6,5 kW","STANDARD",6040,6791,7143,6392,7282,"/","to be confirmed",20,6.5,2020,""]
[null,"THGT_F300","THGT","F300","THGT_F300/4_6-1000-9-20/8,5 kW STANDARD","4_6",4,6,"1000-9","20/8,5 kW","STANDARD",5476,6227,6579,5828,6718,"/","to be confirmed",20,8.5,2072,""]
[null,"THGT_F400","THGT","F400","THGT_F400/4_6-1000-9-6/2,2 kW STANDARD","4_6",4,6,"1000-9","6/2,2 kW","STANDARD",4242,4546,4898,4594,5037,"/","5weeks",6,2.2000000000000002,2122,""]
[null,"THGT_F300","THGT","F300","THGT_F300/4_6-1120-3-10/3,3 kW STANDARD","4_6",4,6,"1120-3","10/3,3 kW","STANDARD",4356,5034,5814,5135,5974,"/","5weeks",10,3.3,2069,""]
[null,"THGT_F400","THGT","F400","THGT_F400/4_6-1120-3-14/4,5 kW STANDARD","4_6",4,6,"1120-3","14/4,5 kW","STANDARD",6333,7012,7791,7112,7951,"/","5weeks",14,4.5,2124,""]
[null,"THGT_F400","THGT","F400","THGT_F400/4_6-1120-3-16/6,5 kW STANDARD","4_6",4,6,"1120-3","16/6,5 kW","STANDARD",7420,8171,8951,8199,9110,"/","5weeks",16,6.5,2125,""]
[null,"THGT_F400","THGT","F400","THGT_F400/4_6-1120-3-20/8,5 kW STANDARD","4_6",4,6,"1120-3","20/8,5 kW","STANDARD",7610,8361,9140,8389,9300,"/","5weeks",20,8.5,2126,""]
[null,"THGT_F300","THGT","F300","THGT_F300/4_6-1120-3-6/2,2 kW STANDARD","4_6",4,6,"1120-3","6/2,2 kW","STANDARD",3463,3767,4547,4242,4707,"/","5weeks",6,2.2000000000000002,2068,""]
[null,"THGT_F200","THGT","F200","THGT_F200/4_6-1120-6-10,5/3,5 kW STANDARD","4_6",4,6,"1120-6","10,5/3,5 kW","STANDARD",4993,5673,6452,5772,6611,"/","to be confirmed",10.5,3.5,2018,""]
[null,"THGT_F300","THGT","F300","THGT_F300/4_6-1120-6-10/3,3 kW STANDARD","4_6",4,6,"1120-6","10/3,3 kW","STANDARD",4467,5147,5926,5246,6085,"/","5weeks",10,3.3,2069,""]
[null,"THGT_F300","THGT","F300","THGT_F300/4_6-1120-6-14/4,5 kW STANDARD","4_6",4,6,"1120-6","14/4,5 kW","STANDARD",4736,5415,6194,5515,6354,"/","to be confirmed",14,4.5,2070,""]
[null,"THGT_F300","THGT","F300","THGT_F300/4_6-1120-6-16/6,5 kW STANDARD","4_6",4,6,"1120-6","16/6,5 kW","STANDARD",5614,6365,7145,6393,7304,"/","to be confirmed",16,6.5,2071,""]
[null,"THGT_F400","THGT","F400","THGT_F400/4_6-1120-6-20/8,5 kW STANDARD","4_6",4,6,"1120-6","20/8,5 kW","STANDARD",7721,8473,9252,8501,9412,"/","5weeks",20,8.5,2126,""]
[null,"THGT_F400","THGT","F400","THGT_F400/4_6-1120-6-26/9 kW STANDARD","4_6",4,6,"1120-6","26/9 kW","STANDARD",10316,11066,11847,11095,12006,"/","5weeks",26,9,2127,""]
[null,"THGT_F400","THGT","F400","THGT_F400/4_6-1120-6-34/12 kW STANDARD","4_6",4,6,"1120-6","34/12 kW","STANDARD",13929,14828,15607,14708,15767,"/","5weeks",34,12,2128,""]
[null,"THGT_F200","THGT","F200","THGT_F200/4_6-1120-6-6/2 kW STANDARD","4_6",4,6,"1120-6","6/2 kW","STANDARD",3451,3754,4533,4230,4694,"/","to be confirmed",6,2,2017,""]
[null,"THGT_F400","THGT","F400","THGT_F400/4_6-1120-9-10/3,3 kW STANDARD","4_6",4,6,"1120-9","10/3,3 kW","STANDARD",6183,6862,7641,6962,7801,"/","5weeks",10,3.3,2123,""]
[null,"THGT_F200","THGT","F200","THGT_F200/4_6-1120-9-14,5/4,5 kW STANDARD","4_6",4,6,"1120-9","14,5/4,5 kW","STANDARD",5341,6020,6799,6121,6960,"/","to be confirmed",14.5,4.5,6066,""]
[null,"THGT_F200","THGT","F200","THGT_F200/4_6-1120-9-16/5 kW STANDARD","4_6",4,6,"1120-9","16/5 kW","STANDARD",5876,6627,7406,6655,7566,"/","to be confirmed",16,5,2019,""]
[null,"THGT_F200","THGT","F200","THGT_F200/4_6-1120-9-20/6,5 kW STANDARD","4_6",4,6,"1120-9","20/6,5 kW","STANDARD",6472,7222,8001,7251,8161,"/","to be confirmed",20,6.5,2020,""]
[null,"THGT_F300","THGT","F300","THGT_F300/4_6-1120-9-26/9 kW STANDARD","4_6",4,6,"1120-9","26/9 kW","STANDARD",7877,8628,9407,8656,9567,"/","to be confirmed",26,9,2073,""]
[null,"THGT_F300","THGT","F300","THGT_F300/4_6-1120-9-34/12 kW STANDARD","4_6",4,6,"1120-9","34/12 kW","STANDARD",10183,11082,11861,10962,12021,"/","to be confirmed",34,12,2074,""]
[null,"THGT_F400","THGT","F400","THGT_F400/4_6-1120-9-40/14 kW STANDARD","4_6",4,6,"1120-9","40/14 kW","STANDARD",15131,16030,16809,15910,16968,"/","to be confirmed",40,14,2129,""]
[null,"THGT_F300","THGT","F300","THGT_F300/4_6-1250-12-20/8,5 kW STANDARD","4_6",4,6,"1250-12","20/8,5 kW","STANDARD",6095,6846,7685,6935,7845,"/","to be confirmed",20,8.5,2072,""]
[null,"THGT_F300","THGT","F300","THGT_F300/4_6-1250-12-26/9 kW STANDARD","4_6",4,6,"1250-12","26/9 kW","STANDARD",8064,8815,9655,8903,9815,"/","to be confirmed",26,9,2073,""]
[null,"THGT_F400","THGT","F400","THGT_F400/4_6-1250-12-26/9 kW STANDARD","4_6",4,6,"1250-12","26/9 kW","STANDARD",10672,11422,12261,11511,12422,"/","5weeks",26,9,2127,""]
[null,"THGT_F400","THGT","F400","THGT_F400/4_6-1250-12-34/12 kW STANDARD","4_6",4,6,"1250-12","34/12 kW","STANDARD",14285,15183,16022,15124,16182,"/","5weeks",34,12,2128,""]
[null,"THGT_F400","THGT","F400","THGT_F400/4_6-1250-12-40/14 kW STANDARD","4_6",4,6,"1250-12","40/14 kW","STANDARD",15318,16218,17057,16158,17216,"/","to be confirmed",40,14,2129,""]
[null,"THGT_F400","THGT","F400","THGT_F400/4_6-1250-3-10/3,3 kW STANDARD","4_6",4,6,"1250-3","10/3,3 kW","STANDARD",5962,6642,7482,6802,7641,"/","5weeks",10,3.3,2123,""]
[null,"THGT_F400","THGT","F400","THGT_F400/4_6-1250-3-14/4,5 kW STANDARD","4_6",4,6,"1250-3","14/4,5 kW","STANDARD",6393,7072,7911,7232,8071,"/","5weeks",14,4.5,2124,""]
[null,"THGT_F200","THGT","F200","THGT_F200/4_6-1250-3-20/6,5 kW STANDARD","4_6",4,6,"1250-3","20/6,5 kW","STANDARD",6251,7003,7842,7091,8001,"/","to be confirmed",20,6.5,2020,""]
[null,"THGT_F200","THGT","F200","THGT_F200/4_6-1250-3-23/7,2 kW STANDARD","4_6",4,6,"1250-3","23/7,2 kW","STANDARD",6953,7704,8543,7793,8703,"/","to be confirmed",23,7.2,2021,""]
[null,"THGT_F200","THGT","F200","THGT_F200/4_6-1250-3-30/9 kW STANDARD","4_6",4,6,"1250-3","30/9 kW","STANDARD",7548,8300,9139,8388,9298,"/","to be confirmed",30,9,2022,""]
[null,"THGT_F300","THGT","F300","THGT_F300/4_6-1250-3-34/12 kW STANDARD","4_6",4,6,"1250-3","34/12 kW","STANDARD",9963,10863,11702,10803,11861,"/","to be confirmed",34,12,2074,""]
[null,"THGT_F400","THGT","F400","THGT_F400/4_6-1250-3-6/2,2 kW STANDARD","4_6",4,6,"1250-3","6/2,2 kW","STANDARD",4454,4758,5597,5294,5757,"/","5weeks",6,2.2000000000000002,2122,""]
[null,"THGT_F400","THGT","F400","THGT_F400/4_6-1250-6-10/3,3 kW STANDARD","4_6",4,6,"1250-6","10/3,3 kW","STANDARD",6075,6754,7593,6914,7753,"/","5weeks",10,3.3,2123,""]
[null,"THGT_F400","THGT","F400","THGT_F400/4_6-1250-6-14/4,5 kW STANDARD","4_6",4,6,"1250-6","14/4,5 kW","STANDARD",6505,7184,8024,7344,8183,"/","5weeks",14,4.5,2124,""]
[null,"THGT_F400","THGT","F400","THGT_F400/4_6-1250-6-16/6,5 kW STANDARD","4_6",4,6,"1250-6","16/6,5 kW","STANDARD",7592,8343,9182,8431,9341,"/","5weeks",16,6.5,2125,""]
[null,"THGT_F200","THGT","F200","THGT_F200/4_6-1250-6-23/7,2 kW STANDARD","4_6",4,6,"1250-6","23/7,2 kW","STANDARD",7065,7816,8656,7904,8815,"/","to be confirmed",23,7.2,2021,""]
[null,"THGT_F200","THGT","F200","THGT_F200/4_6-1250-6-30/9 kW STANDARD","4_6",4,6,"1250-6","30/9 kW","STANDARD",7660,8411,9251,8499,9411,"/","to be confirmed",30,9,2022,""]
[null,"THGT_F200","THGT","F200","THGT_F200/4_6-1250-6-40/14 kW STANDARD","4_6",4,6,"1250-6","40/14 kW","STANDARD",{"$error":"#N/A"},{"$error":"#N/A"},{"$error":"#N/A"},{"$error":"#N/A"},{"$error":"#N/A"},"/",{"$error":"#N/A"},40,14,6033,"IF YOU NEED PRICE CONTACT SALES DEPARTMENT"]
[null,"THGT_F300","THGT","F300","THGT_F300/4_6-1250-6-40/14 kW STANDARD","4_6",4,6,"1250-6","40/14 kW","STANDARD",10773,11672,12511,11612,12671,"/","5weeks",40,14,2075,""]
[null,"THGT_F200","THGT","F200","THGT_F200/4_6-1250-9-14,5/4,5 kW STANDARD","4_6",4,6,"1250-9","14,5/4,5 kW","STANDARD",5401,6080,6920,6241,7080,"/","to be confirmed",14.5,4.5,6066,""]
[null,"THGT_F300","THGT","F300","THGT_F300/4_6-1250-9-16/6,5 kW STANDARD","4_6",4,6,"1250-9","16/6,5 kW","STANDARD",5842,6592,7432,6681,7592,"/","to be confirmed",16,6.5,2071,""]
[null,"THGT_F300","THGT","F300","THGT_F300/4_6-1250-9-20/8,5 kW STANDARD","4_6",4,6,"1250-9","20/8,5 kW","STANDARD",5968,6718,7557,6807,7718,"/","to be confirmed",20,8.5,2072,""]
[null,"THGT_F300","THGT","F300","THGT_F300/4_6-1250-9-26/9 kW STANDARD","4_6",4,6,"1250-9","26/9 kW","STANDARD",7936,8688,9527,8776,9687,"/","to be confirmed",26,9,2073,""]
[null,"THGT_F400","THGT","F400","THGT_F400/4_6-1250-9-34/12 kW STANDARD","4_6",4,6,"1250-9","34/12 kW","STANDARD",14157,15055,15894,14996,16054,"/","5weeks",34,12,2128,""]
[null,"THGT_F400","THGT","F400","THGT_F400/4_6-1250-9-40/14 kW STANDARD","4_6",4,6,"1250-9","40/14 kW","STANDARD",15191,16090,16929,16030,17088,"/","to be confirmed",40,14,2129,""]
[null,"THGT_F300","THGT","F300","THGT_F300/4_6-1409-12-115/40 kW STANDARD","4_6",4,6,"1409-12","115/40 kW","STANDARD","/",27613,28790,"/",29960,"/","7weeks",115,40,6196,""]
[null,"THGT_F400","THGT","F400","THGT_F400/4_6-1409-12-115/40 kW STANDARD","4_6",4,6,"1409-12","115/40 kW","STANDARD","/",38827,40005,"/",41175,"/","7weeks",115,40,5825,""]
[null,"THGT_F400","THGT","F400","THGT_F400/4_6-1409-12-125/45 kW STANDARD","4_6",4,6,"1409-12","125/45 kW","STANDARD","/",43317,44494,"/",45664,"/","7weeks",125,45,5943,""]
[null,"THGT_F200","THGT","F200","THGT_F200/4_6-1409-12-50/18 kW STANDARD","4_6",4,6,"1409-12","50/18 kW","STANDARD","/",14958,16136,"/",17306,"/","7weeks",50,18,6133,""]
[null,"THGT_F200","THGT","F200","THGT_F200/4_6-1409-12-70/25 kW STANDARD","4_6",4,6,"1409-12","70/25 kW","STANDARD","/",18213,19390,"/",20559,"/","7weeks",70,25,5854,""]
[null,"THGT_F200","THGT","F200","THGT_F200/4_6-1409-12-80/28 kW STANDARD","4_6",4,6,"1409-12","80/28 kW","STANDARD","/",19689,20867,"/",22037,"/","7weeks",80,28,5863,""]
[null,"THGT_F300","THGT","F300","THGT_F300/4_6-1409-12-95/34 kW STANDARD","4_6",4,6,"1409-12","95/34 kW","STANDARD","/",25325,26504,"/",27673,"/","7weeks",95,34,6288,""]
[null,"THGT_F300","THGT","F300","THGT_F300/4_6-1409-3-14/4,5 kW STANDARD","4_6",4,6,"1409-3","14/4,5 kW","STANDARD",7461,7838,8638,9016,10185,"/","to be confirmed",14,4.5,2070,""]
[null,"THGT_F400","THGT","F400","THGT_F400/4_6-1409-3-14/4,5 kW STANDARD","4_6",4,6,"1409-3","14/4,5 kW","STANDARD",9075,9452,10252,10630,11799,"/","5weeks",14,4.5,2124,""]
[null,"THGT_F400","THGT","F400","THGT_F400/4_6-1409-3-16/6,5 kW STANDARD","4_6",4,6,"1409-3","16/6,5 kW","STANDARD",10100,10478,11279,11655,12825,"/","5weeks",16,6.5,2125,""]
[null,"THGT_F400","THGT","F400","THGT_F400/4_6-1409-3-20/8,5 kW STANDARD","4_6",4,6,"1409-3","20/8,5 kW","STANDARD",10280,10657,11457,11835,13005,"/","5weeks",20,8.5,2126,""]
[null,"THGT_F200","THGT","F200","THGT_F200/4_6-1409-3-30/9 kW STANDARD","4_6",4,6,"1409-3","30/9 kW","STANDARD",10166,10542,11343,11721,12890,"/","to be confirmed",30,9,2022,""]
[null,"THGT_F200","THGT","F200","THGT_F200/4_6-1409-3-40/14 kW STANDARD","4_6",4,6,"1409-3","40/14 kW","STANDARD",{"$error":"#N/A"},{"$error":"#N/A"},{"$error":"#N/A"},{"$error":"#N/A"},{"$error":"#N/A"},"/",{"$error":"#N/A"},40,14,6033,"IF YOU NEED PRICE CONTACT SALES DEPARTMENT"]
[null,"THGT_F200","THGT","F200","THGT_F200/4_6-1409-3-42/14 kW STANDARD","4_6",4,6,"1409-3","42/14 kW","STANDARD",13413,13790,14590,14968,16138,"/","to be confirmed",42,14,2023,""]
[null,"THGT_F200","THGT","F200","THGT_F200/4_6-1409-3-70/25 kW STANDARD","4_6",4,6,"1409-3","70/25 kW","STANDARD","/",16914,18092,"/",19262,"/","7weeks",70,25,5854,""]
[null,"THGT_F200","THGT","F200","THGT_F200/4_6-1409-6-115/40 kW STANDARD","4_6",4,6,"1409-6","115/40 kW","STANDARD","/",211375,212553,"/",213723,"/","7weeks",115,40,5817,""]
[null,"THGT_F300","THGT","F300","THGT_F300/4_6-1409-6-115/40 kW STANDARD","4_6",4,6,"1409-6","115/40 kW","STANDARD","/",26745,27923,"/",29093,"/","7weeks",115,40,6196,""]
[null,"THGT_F400","THGT","F400","THGT_F400/4_6-1409-6-26/9 kW STANDARD","4_6",4,6,"1409-6","26/9 kW","STANDARD",13160,13537,14337,14715,15885,"/","5weeks",26,9,2127,""]
[null,"THGT_F400","THGT","F400","THGT_F400/4_6-1409-6-34/12 kW STANDARD","4_6",4,6,"1409-6","34/12 kW","STANDARD",16572,16949,17750,18127,19296,"/","5weeks",34,12,2128,""]
[null,"THGT_F200","THGT","F200","THGT_F200/4_6-1409-6-42/14 kW STANDARD","4_6",4,6,"1409-6","42/14 kW","STANDARD",13843,14221,15021,15398,16567,"/","to be confirmed",42,14,2023,""]
[null,"THGT_F400","THGT","F400","THGT_F400/4_6-1409-6-50/18 kW STANDARD","4_6",4,6,"1409-6","50/18 kW","STANDARD","/",20406,21584,"/",22754,"/","7weeks",50,18,6297,""]
[null,"THGT_F400","THGT","F400","THGT_F400/4_6-1409-6-70/25 kW STANDARD","4_6",4,6,"1409-6","70/25 kW","STANDARD","/",29717,30894,"/",32063,"/","7weeks",70,25,6098,""]
[null,"THGT_F200","THGT","F200","THGT_F200/4_6-1409-6-95/34 kW STANDARD","4_6",4,6,"1409-6","95/34 kW","STANDARD","/",20886,22064,"/",23234,"/","7weeks",95,34,6238,""]
[null,"THGT_F200","THGT","F200","THGT_F200/4_6-1409-9-115/40 kW STANDARD","4_6",4,6,"1409-9","115/40 kW","STANDARD","/",211810,212987,"/",214156,"/","7weeks",115,40,5817,""]
[null,"THGT_F300","THGT","F300","THGT_F300/4_6-1409-9-115/40 kW STANDARD","4_6",4,6,"1409-9","115/40 kW","STANDARD","/",27180,28357,"/",29526,"/","7weeks",115,40,6196,""]
[null,"THGT_F300","THGT","F300","THGT_F300/4_6-1409-9-125/45 kW STANDARD","4_6",4,6,"1409-9","125/45 kW","STANDARD","/",30107,31285,"/",32455,"/","7weeks",125,45,6113,""]
[null,"THGT_F300","THGT","F300","THGT_F300/4_6-1409-9-145/55 kW STANDARD","4_6",4,6,"1409-9","145/55 kW","STANDARD","/",33249,34426,"/",35595,"/","7weeks",145,55,5773,""]
[null,"THGT_F400","THGT","F400","THGT_F400/4_6-1409-9-40/14 kW STANDARD","4_6",4,6,"1409-9","40/14 kW","STANDARD",17982,18360,19160,19537,20706,"/","to be confirmed",40,14,2129,""]
[null,"THGT_F300","THGT","F300","THGT_F300/4_6-1409-9-50/18 kW STANDARD","4_6",4,6,"1409-9","50/18 kW","STANDARD","/",16945,18123,"/",19293,"/","7weeks",50,18,6072,""]
[null,"THGT_F400","THGT","F400","THGT_F400/4_6-1409-9-70/25 kW STANDARD","4_6",4,6,"1409-9","70/25 kW","STANDARD","/",30150,31328,"/",32498,"/","7weeks",70,25,6098,""]
[null,"THGT_F400","THGT","F400","THGT_F400/4_6-1409-9-80/28 kW STANDARD","4_6",4,6,"1409-9","80/28 kW","STANDARD","/",33179,34358,"/",35527,"/","7weeks",80,28,5995,""]
[null,"THGT_F400","THGT","F400","THGT_F400/4_6-1409-9-95/34 kW STANDARD","4_6",4,6,"1409-9","95/34 kW","STANDARD","/",34927,36104,"/",37273,"/","7weeks",95,34,6223,""]
[null,"THGT_F200","THGT","F200","THGT_F200/4_6-1609-12-115/40 kW STANDARD","4_6",4,6,"1609-12","115/40 kW","STANDARD","/",212632,213960,"/",215281,"/","7weeks",115,40,5817,""]
[null,"THGT_F200","THGT","F200","THGT_F200/4_6-1609-12-125/45 kW STANDARD","4_6",4,6,"1609-12","125/45 kW","STANDARD","/",26367,27695,"/",29016,"/","7weeks",125,45,6001,""]
[null,"THGT_F200","THGT","F200","THGT_F200/4_6-1609-12-145/55 kW STANDARD","4_6",4,6,"1609-12","145/55 kW","STANDARD","/",28907,30235,"/",31556,"/","7weeks",145,55,6129,""]
[null,"THGT_F300","THGT","F300","THGT_F300/4_6-1609-12-70/25 kW STANDARD","4_6",4,6,"1609-12","70/25 kW","STANDARD","/",21968,23296,"/",24617,"/","7weeks",70,25,6309,""]
[null,"THGT_F300","THGT","F300","THGT_F300/4_6-1609-12-80/28 kW STANDARD","4_6",4,6,"1609-12","80/28 kW","STANDARD","/",23853,25182,"/",26502,"/","7weeks",80,28,6100,""]
[null,"THGT_F400","THGT","F400","THGT_F400/4_6-1609-12-95/34 kW STANDARD","4_6",4,6,"1609-12","95/34 kW","STANDARD","/",35749,37077,"/",38398,"/","7weeks",95,34,6223,""]
[null,"THGT_F400","THGT","F400","THGT_F400/4_6-1609-3-115/40 kW STANDARD","4_6",4,6,"1609-3","115/40 kW","STANDARD","/",37918,39247,"/",40568,"/","7weeks",115,40,5825,""]
[null,"THGT_F400","THGT","F400","THGT_F400/4_6-1609-3-34/12 kW STANDARD","4_6",4,6,"1609-3","34/12 kW","STANDARD",16531,16908,17859,18236,19557,"/","5weeks",34,12,2128,""]
[null,"THGT_F200","THGT","F200","THGT_F200/4_6-1609-3-40/14 kW STANDARD","4_6",4,6,"1609-3","40/14 kW","STANDARD",{"$error":"#N/A"},{"$error":"#N/A"},{"$error":"#N/A"},{"$error":"#N/A"},{"$error":"#N/A"},"/",{"$error":"#N/A"},40,14,6033,"IF YOU NEED PRICE CONTACT SALES DEPARTMENT"]
[null,"THGT_F200","THGT","F200","THGT_F200/4_6-1609-3-42/14 kW STANDARD","4_6",4,6,"1609-3","42/14 kW","STANDARD",13802,14179,15130,15508,16829,"/","to be confirmed",42,14,2023,""]
[null,"THGT_F200","THGT","F200","THGT_F200/4_6-1609-3-70/25 kW STANDARD","4_6",4,6,"1609-3","70/25 kW","STANDARD","/",17303,18632,"/",19953,"/","7weeks",70,25,5854,""]
[null,"THGT_F200","THGT","F200","THGT_F200/4_6-1609-3-80/28 kW STANDARD","4_6",4,6,"1609-3","80/28 kW","STANDARD","/",18780,20109,"/",21430,"/","7weeks",80,28,5863,""]
[null,"THGT_F200","THGT","F200","THGT_F200/4_6-1609-3-95/34 kW STANDARD","4_6",4,6,"1609-3","95/34 kW","STANDARD","/",20845,22173,"/",23494,"/","7weeks",95,34,6238,""]
[null,"THGT_F300","THGT","F300","THGT_F300/4_6-1609-6-115/40 kW STANDARD","4_6",4,6,"1609-6","115/40 kW","STANDARD","/",27135,28463,"/",29784,"/","7weeks",115,40,6196,""]
[null,"THGT_F300","THGT","F300","THGT_F300/4_6-1609-6-125/45 kW STANDARD","4_6",4,6,"1609-6","125/45 kW","STANDARD","/",30062,31390,"/",32711,"/","7weeks",125,45,6113,""]
[null,"THGT_F300","THGT","F300","THGT_F300/4_6-1609-6-145/55 kW STANDARD","4_6",4,6,"1609-6","145/55 kW","STANDARD","/",33204,34532,"/",35853,"/","7weeks",145,55,5773,""]
[null,"THGT_F400","THGT","F400","THGT_F400/4_6-1609-6-145/55 kW STANDARD","4_6",4,6,"1609-6","145/55 kW","STANDARD","/",47628,48957,"/",50278,"/","7weeks",145,55,5779,""]
[null,"THGT_F400","THGT","F400","THGT_F400/4_6-1609-6-50/18 kW STANDARD","4_6",4,6,"1609-6","50/18 kW","STANDARD","/",20795,22124,"/",23445,"/","7weeks",50,18,6297,""]
[null,"THGT_F200","THGT","F200","THGT_F200/4_6-1609-6-80/28 kW STANDARD","4_6",4,6,"1609-6","80/28 kW","STANDARD","/",19210,20538,"/",21859,"/","7weeks",80,28,5863,""]
[null,"THGT_F200","THGT","F200","THGT_F200/4_6-1609-6-95/34 kW STANDARD","4_6",4,6,"1609-6","95/34 kW","STANDARD","/",21275,22604,"/",23925,"/","7weeks",95,34,6238,""]
[null,"THGT_F200","THGT","F200","THGT_F200/4_6-1609-9-115/40 kW STANDARD","4_6",4,6,"1609-9","115/40 kW","STANDARD","/",212198,213526,"/",214847,"/","7weeks",115,40,5817,""]
[null,"THGT_F300","THGT","F300","THGT_F300/4_6-1609-9-125/45 kW STANDARD","4_6",4,6,"1609-9","125/45 kW","STANDARD","/",30496,31825,"/",33146,"/","7weeks",125,45,6113,""]
[null,"THGT_F300","THGT","F300","THGT_F300/4_6-1609-9-145/55 kW STANDARD","4_6",4,6,"1609-9","145/55 kW","STANDARD","/",33637,34965,"/",36286,"/","7weeks",145,55,5773,""]
[null,"THGT_F300","THGT","F300","THGT_F300/4_6-1609-9-70/25 kW STANDARD","4_6",4,6,"1609-9","70/25 kW","STANDARD","/",21534,22862,"/",24183,"/","7weeks",70,25,6309,""]
[null,"THGT_F400","THGT","F400","THGT_F400/4_6-1609-9-70/25 kW STANDARD","4_6",4,6,"1609-9","70/25 kW","STANDARD","/",30539,31868,"/",33188,"/","7weeks",70,25,6098,""]
[null,"THGT_F400","THGT","F400","THGT_F400/4_6-1609-9-80/28 kW STANDARD","4_6",4,6,"1609-9","80/28 kW","STANDARD","/",33568,34897,"/",36218,"/","7weeks",80,28,5995,""]
[null,"THGT_F300","THGT","F300","THGT_F300/4_6-400-6-0,55/0,2 kW STANDARD","4_6",4,6,"400-6","0,55/0,2 kW","STANDARD",982,1222,1302,1062,1402,"/","5weeks",0.55000000000000004,0.2,2061,""]
[null,"THGT_F400","THGT","F400","THGT_F400/4_6-450-6-0,55/0,2 kW STANDARD","4_6",4,6,"450-6","0,55/0,2 kW","STANDARD",1426,1666,1754,1515,1854,"/","5weeks",0.55000000000000004,0.2,2115,""]
[null,"THGT_F400","THGT","F400","THGT_F400/4_6-500-6-0,55/0,2 kW STANDARD","4_6",4,6,"500-6","0,55/0,2 kW","STANDARD",1451,1690,1782,1542,1882,"/","5weeks",0.55000000000000004,0.2,2115,""]
[null,"THGT_F300","THGT","F300","THGT_F300/4_6-500-6-1,1/0,3 kW STANDARD","4_6",4,6,"500-6","1,1/0,3 kW","STANDARD",1130,1371,1462,1223,1563,"/","to be confirmed",1.1000000000000001,0.3,2063,""]
[null,"THGT_F200","THGT","F200","THGT_F200/4_6-560-6-0,5/0,19 kW STANDARD","4_6",4,6,"560-6","0,5/0,19 kW","STANDARD",1091,1332,1427,1188,1527,"/","to be confirmed",0.5,0.19,2009,""]
[null,"THGT_F300","THGT","F300","THGT_F300/4_6-560-6-0,55/0,2 kW STANDARD","4_6",4,6,"560-6","0,55/0,2 kW","STANDARD",1126,1365,1462,1223,1562,"/","5weeks",0.55000000000000004,0.2,2061,""]
[null,"THGT_F300","THGT","F300","THGT_F300/4_6-560-6-0,75/0,25 kW STANDARD","4_6",4,6,"560-6","0,75/0,25 kW","STANDARD",1137,1376,1473,1232,1572,"/","to be confirmed",0.75,0.25,2062,""]
[null,"THGT_F300","THGT","F300","THGT_F300/4_6-560-6-1,1/0,3 kW STANDARD","4_6",4,6,"560-6","1,1/0,3 kW","STANDARD",1231,1470,1566,1327,1667,"/","to be confirmed",1.1000000000000001,0.3,2063,""]
[null,"THGT_F200","THGT","F200","THGT_F200/4_6-560-6-1,5/0,45 kW STANDARD","4_6",4,6,"560-6","1,5/0,45 kW","STANDARD",1260,1500,1596,1356,1696,"/","to be confirmed",1.5,0.45,2013,""]
[null,"THGT_F200","THGT","F200","THGT_F200/4_6-630-6-0,5/0,19 kW STANDARD","4_6",4,6,"630-6","0,5/0,19 kW","STANDARD",1164,1403,1503,1264,1604,"/","to be confirmed",0.5,0.19,2009,""]
[null,"THGT_F200","THGT","F200","THGT_F200/4_6-630-6-0,66/0,25 kW STANDARD","4_6",4,6,"630-6","0,66/0,25 kW","STANDARD",1170,1410,1509,1270,1609,"/","to be confirmed",0.66,0.25,2010,""]
[null,"THGT_F300","THGT","F300","THGT_F300/4_6-630-6-1,1/0,3 kW STANDARD","4_6",4,6,"630-6","1,1/0,3 kW","STANDARD",1302,1542,1643,1402,1742,"/","to be confirmed",1.1000000000000001,0.3,2063,""]
[null,"THGT_F400","THGT","F400","THGT_F400/4_6-630-6-1,5/0,37 kW STANDARD","4_6",4,6,"630-6","1,5/0,37 kW","STANDARD",1811,2050,2150,1910,2251,"/","5weeks",1.5,0.37,2118,""]
[null,"THGT_F200","THGT","F200","THGT_F200/4_6-630-6-1,5/0,45 kW STANDARD","4_6",4,6,"630-6","1,5/0,45 kW","STANDARD",1332,1572,1672,1433,1772,"/","to be confirmed",1.5,0.45,2013,""]
[null,"THGT_F400","THGT","F400","THGT_F400/4_6-630-6-2,2/0,7 kW STANDARD","4_6",4,6,"630-6","2,2/0,7 kW","STANDARD",2237,2476,2577,2337,2677,"/","5weeks",2.2000000000000002,0.7,2119,""]
[null,"THGT_F300","THGT","F300","THGT_F300/4_6-630-6-3/1 kW STANDARD","4_6",4,6,"630-6","3/1 kW","STANDARD",1834,2130,2230,1935,2329,"/","to be confirmed",3,1,2066,""]
[null,"THGT_F300","THGT","F300","THGT_F300/4_6-710-3-0,75/0,25 kW STANDARD","4_6",4,6,"710-3","0,75/0,25 kW","STANDARD",1225,1464,1604,1364,1724,"/","to be confirmed",0.75,0.25,2062,""]
[null,"THGT_F300","THGT","F300","THGT_F300/4_6-710-3-1,5/0,37 kW STANDARD","4_6",4,6,"710-3","1,5/0,37 kW","STANDARD",1363,1603,1742,1503,1862,"/","to be confirmed",1.5,0.37,2064,""]
[null,"THGT_F200","THGT","F200","THGT_F200/4_6-710-3-2,5/0,8 kW STANDARD","4_6",4,6,"710-3","2,5/0,8 kW","STANDARD",1473,1769,1908,1613,2028,"/","to be confirmed",2.5,0.8,2014,""]
[null,"THGT_F400","THGT","F400","THGT_F400/4_6-710-5-0,75/0,25 kW STANDARD","4_6",4,6,"710-5","0,75/0,25 kW","STANDARD",1750,1990,2130,1889,2250,"/","to be confirmed",0.75,0.25,2116,""]
[null,"THGT_F400","THGT","F400","THGT_F400/4_6-710-5-2,2/0,7 kW STANDARD","4_6",4,6,"710-5","2,2/0,7 kW","STANDARD",2345,2585,2724,2485,2845,"/","5weeks",2.2000000000000002,0.7,2119,""]
[null,"THGT_F400","THGT","F400","THGT_F400/4_6-710-5-3/1 kW STANDARD","4_6",4,6,"710-5","3/1 kW","STANDARD",2576,2872,3012,2717,3132,"/","5weeks",3,1,2120,""]
[null,"THGT_F300","THGT","F300","THGT_F300/4_6-710-6-1,1/0,3 kW STANDARD","4_6",4,6,"710-6","1,1/0,3 kW","STANDARD",1422,1663,1802,1562,1922,"/","to be confirmed",1.1000000000000001,0.3,2063,""]
[null,"THGT_F200","THGT","F200","THGT_F200/4_6-710-6-1/0,3 kW STANDARD","4_6",4,6,"710-6","1/0,3 kW","STANDARD",1355,1594,1735,1495,1855,"/","to be confirmed",1,0.3,2012,""]
[null,"THGT_F300","THGT","F300","THGT_F300/4_6-710-6-3/1 kW STANDARD","4_6",4,6,"710-6","3/1 kW","STANDARD",1953,2250,2389,2094,2509,"/","to be confirmed",3,1,2066,""]
[null,"THGT_F400","THGT","F400","THGT_F400/4_6-710-7-1,1/0,3 kW STANDARD","4_6",4,6,"710-7","1,1/0,3 kW","STANDARD",1919,2159,2299,2060,2419,"/","5weeks",1.1000000000000001,0.3,2117,""]
[null,"THGT_F400","THGT","F400","THGT_F400/4_6-710-7-4,5/1,5 kW STANDARD","4_6",4,6,"710-7","4,5/1,5 kW","STANDARD",3122,3426,3566,3262,3686,"/","5weeks",4.5,1.5,2121,""]
[null,"THGT_F400","THGT","F400","THGT_F400/4_6-800-3-1,1/0,3 kW STANDARD","4_6",4,6,"800-3","1,1/0,3 kW","STANDARD",1923,2162,2355,2115,2474,"/","5weeks",1.1000000000000001,0.3,2117,""]
[null,"THGT_F200","THGT","F200","THGT_F200/4_6-800-3-1,5/0,45 kW STANDARD","4_6",4,6,"800-3","1,5/0,45 kW","STANDARD",1524,1763,1956,1716,2075,"/","to be confirmed",1.5,0.45,2013,""]
[null,"THGT_F200","THGT","F200","THGT_F200/4_6-800-3-1/0,3 kW STANDARD","4_6",4,6,"800-3","1/0,3 kW","STANDARD",1427,1667,1859,1619,1979,"/","to be confirmed",1,0.3,2012,""]
[null,"THGT_F200","THGT","F200","THGT_F200/4_6-800-3-2,5/0,8 kW STANDARD","4_6",4,6,"800-3","2,5/0,8 kW","STANDARD",1649,1944,2136,1841,2256,"/","to be confirmed",2.5,0.8,2014,""]
[null,"THGT_F400","THGT","F400","THGT_F400/4_6-800-3-3/1 kW STANDARD","4_6",4,6,"800-3","3/1 kW","STANDARD",2660,2956,3148,2852,3268,"/","5weeks",3,1,2120,""]
[null,"THGT_F300","THGT","F300","THGT_F300/4_6-800-3-6/2,2 kW STANDARD","4_6",4,6,"800-3","6/2,2 kW","STANDARD",2604,2908,3100,2797,3220,"/","5weeks",6,2.2000000000000002,2068,""]
[null,"THGT_F300","THGT","F300","THGT_F300/4_6-800-6-1,5/0,37 kW STANDARD","4_6",4,6,"800-6","1,5/0,37 kW","STANDARD",1643,1882,2074,1835,2194,"/","to be confirmed",1.5,0.37,2064,""]
[null,"THGT_F400","THGT","F400","THGT_F400/4_6-800-6-2,2/0,7 kW STANDARD","4_6",4,6,"800-6","2,2/0,7 kW","STANDARD",2533,2772,2965,2724,3084,"/","5weeks",2.2000000000000002,0.7,2119,""]
[null,"THGT_F300","THGT","F300","THGT_F300/4_6-800-6-3/1 kW STANDARD","4_6",4,6,"800-6","3/1 kW","STANDARD",2130,2425,2617,2322,2737,"/","to be confirmed",3,1,2066,""]
[null,"THGT_F300","THGT","F300","THGT_F300/4_6-800-6-4,5/1,5 kW STANDARD","4_6",4,6,"800-6","4,5/1,5 kW","STANDARD",2444,2748,2939,2636,3059,"/","5weeks",4.5,1.5,2067,""]
[null,"THGT_F400","THGT","F400","THGT_F400/4_6-800-6-4,5/1,5 kW STANDARD","4_6",4,6,"800-6","4,5/1,5 kW","STANDARD",3230,3534,3726,3422,3846,"/","5weeks",4.5,1.5,2121,""]
[null,"THGT_F200","THGT","F200","THGT_F200/4_6-800-6-6/2 kW STANDARD","4_6",4,6,"800-6","6/2 kW","STANDARD",2583,2888,3079,2776,3199,"/","to be confirmed",6,2,2017,""]
[null,"THGT_F200","THGT","F200","THGT_F200/4_6-800-9-3/1 kW STANDARD","4_6",4,6,"800-9","3/1 kW","STANDARD",2036,2331,2524,2229,2643,"/","to be confirmed",3,1,2015,""]
[null,"THGT_F200","THGT","F200","THGT_F200/4_6-800-9-4,5/1,5 kW STANDARD","4_6",4,6,"800-9","4,5/1,5 kW","STANDARD",2434,2738,2930,2627,3050,"/","to be confirmed",4.5,1.5,2016,""]
[null,"THGT_F300","THGT","F300","THGT_F300/4_6-800-9-6/2,2 kW STANDARD","4_6",4,6,"800-9","6/2,2 kW","STANDARD",2832,3136,3328,3024,3448,"/","5weeks",6,2.2000000000000002,2068,""]
[null,"THGT_F300","THGT","F300","THGT_F300/4_6-900-3-10/3,3 kW STANDARD","4_6",4,6,"900-3","10/3,3 kW","STANDARD",3924,4603,4847,4168,4987,"/","5weeks",10,3.3,2069,""]
[null,"THGT_F400","THGT","F400","THGT_F400/4_6-900-3-2,2/0,7 kW STANDARD","4_6",4,6,"900-3","2,2/0,7 kW","STANDARD",2856,3096,3339,3100,3480,"/","5weeks",2.2000000000000002,0.7,2119,""]
[null,"THGT_F300","THGT","F300","THGT_F300/4_6-900-3-3/1 kW STANDARD","4_6",4,6,"900-3","3/1 kW","STANDARD",2453,2749,2993,2697,3133,"/","to be confirmed",3,1,2066,""]
[null,"THGT_F400","THGT","F400","THGT_F400/4_6-900-3-3/1 kW STANDARD","4_6",4,6,"900-3","3/1 kW","STANDARD",3089,3384,3627,3332,3768,"/","5weeks",3,1,2120,""]
[null,"THGT_F400","THGT","F400","THGT_F400/4_6-900-3-4,5/1,5 kW STANDARD","4_6",4,6,"900-3","4,5/1,5 kW","STANDARD",3554,3857,4102,3797,4241,"/","5weeks",4.5,1.5,2121,""]
[null,"THGT_F200","THGT","F200","THGT_F200/4_6-900-6-10,5/3,5 kW STANDARD","4_6",4,6,"900-6","10,5/3,5 kW","STANDARD",4553,5233,5476,4797,5616,"/","to be confirmed",10.5,3.5,2018,""]
[null,"THGT_F300","THGT","F300","THGT_F300/4_6-900-6-14/4,5 kW STANDARD","4_6",4,6,"900-6","14/4,5 kW","STANDARD",4296,4975,5220,4541,5360,"/","to be confirmed",14,4.5,2070,""]
[null,"THGT_F400","THGT","F400","THGT_F400/4_6-900-6-2,2/0,7 kW STANDARD","4_6",4,6,"900-6","2,2/0,7 kW","STANDARD",2960,3200,3443,3204,3584,"/","5weeks",2.2000000000000002,0.7,2119,""]
[null,"THGT_F400","THGT","F400","THGT_F400/4_6-900-6-3/1 kW STANDARD","4_6",4,6,"900-6","3/1 kW","STANDARD",3191,3488,3731,3436,3872,"/","5weeks",3,1,2120,""]
[null,"THGT_F400","THGT","F400","THGT_F400/4_6-900-6-4,5/1,5 kW STANDARD","4_6",4,6,"900-6","4,5/1,5 kW","STANDARD",3658,3961,4206,3901,4345,"/","5weeks",4.5,1.5,2121,""]
[null,"THGT_F200","THGT","F200","THGT_F200/4_6-900-6-6/2 kW STANDARD","4_6",4,6,"900-6","6/2 kW","STANDARD",3011,3315,3559,3255,3699,"/","to be confirmed",6,2,2017,""]
[null,"THGT_F200","THGT","F200","THGT_F200/4_6-900-9-10,5/3,5 kW STANDARD","4_6",4,6,"900-9","10,5/3,5 kW","STANDARD",4673,5352,5596,4917,5737,"/","to be confirmed",10.5,3.5,2018,""]
[null,"THGT_F200","THGT","F200","THGT_F200/4_6-900-9-14,5/4,5 kW STANDARD","4_6",4,6,"900-9","14,5/4,5 kW","STANDARD",4854,5533,5777,5097,5916,"/","to be confirmed",14.5,4.5,6066,""]
[null,"THGT_F300","THGT","F300","THGT_F300/4_6-900-9-16/6,5 kW STANDARD","4_6",4,6,"900-9","16/6,5 kW","STANDARD",5295,6045,6289,5538,6429,"/","to be confirmed",16,6.5,2071,""]
[null,"THGT_F300","THGT","F300","THGT_F300/4_6-900-9-4,5/1,5 kW STANDARD","4_6",4,6,"900-9","4,5/1,5 kW","STANDARD",2992,3295,3539,3236,3679,"/","5weeks",4.5,1.5,2067,""]
[null,"THGT_F400","THGT","F400","THGT_F400/4_6-900-9-6/2,2 kW STANDARD","4_6",4,6,"900-9","6/2,2 kW","STANDARD",4187,4490,4734,4430,4874,"/","5weeks",6,2.2000000000000002,2122,""]
[null,"THGT_F400","THGT","F400","THGT_F400/4_8-1000-3-11/3 kW STANDARD","4_8",4,8,"1000-3","11/3 kW","STANDARD",4609,5288,5640,4961,5781,"/","3weeks",11,3,2108,""]
[null,"THGT_F400","THGT","F400","THGT_F400/4_8-1000-3-2,2/0,37 kW STANDARD","4_8",4,8,"1000-3","2,2/0,37 kW","STANDARD",2664,2904,3255,3016,3395,"/","3weeks",2.2000000000000002,0.37,2103,""]
[null,"THGT_F200","THGT","F200","THGT_F200/4_8-1000-3-2,3/0,5 kW STANDARD","4_8",4,8,"1000-3","2,3/0,5 kW","STANDARD",2142,2439,2790,2494,2930,"/","3weeks",2.2999999999999998,0.5,1999,""]
[null,"THGT_F200","THGT","F200","THGT_F200/4_8-1000-3-3/0,65 kW STANDARD","4_8",4,8,"1000-3","3/0,65 kW","STANDARD",2243,2538,2890,2595,3030,"/","3weeks",3,0.65,2000,""]
[null,"THGT_F400","THGT","F400","THGT_F400/4_8-1000-3-4/0,75 kW STANDARD","4_8",4,8,"1000-3","4/0,75 kW","STANDARD",3068,3364,3715,3419,3855,"/","3weeks",4,0.75,2105,""]
[null,"THGT_F200","THGT","F200","THGT_F200/4_8-1000-3-6,8/1,4 kW STANDARD","4_8",4,8,"1000-3","6,8/1,4 kW","STANDARD",2969,3272,3624,3321,3764,"/","3weeks",6.8,1.4,2002,""]
[null,"THGT_F200","THGT","F200","THGT_F200/4_8-1000-3-8,4/2 kW STANDARD","4_8",4,8,"1000-3","8,4/2 kW","STANDARD",3101,3780,4132,3453,4272,"/","3weeks",8.4,2,2003,""]
[null,"THGT_F400","THGT","F400","THGT_F400/4_8-1000-6-11/3 kW STANDARD","4_8",4,8,"1000-6","11/3 kW","STANDARD",4717,5396,5748,5069,5888,"/","3weeks",11,3,2108,""]
[null,"THGT_F300","THGT","F300","THGT_F300/4_8-1000-6-17/4,3 kW STANDARD","4_8",4,8,"1000-6","17/4,3 kW","STANDARD",5217,5969,6320,5569,6460,"/","3weeks",17,4.3,2055,""]
[null,"THGT_F400","THGT","F400","THGT_F400/4_8-1000-6-20/5 kW STANDARD","4_8",4,8,"1000-6","20/5 kW","STANDARD",6473,7223,7575,6824,7715,"/","3weeks",20,5,2110,""]
[null,"THGT_F200","THGT","F200","THGT_F200/4_8-1000-6-22/4,4 kW STANDARD","4_8",4,8,"1000-6","22/4,4 kW","STANDARD",5536,6287,6640,5888,6779,"/","to be confirmed",22,4.4000000000000004,2006,""]
[null,"THGT_F300","THGT","F300","THGT_F300/4_8-1000-6-4/0,75 kW STANDARD","4_8",4,8,"1000-6","4/0,75 kW","STANDARD",2643,2939,3291,2996,3431,"/","3weeks",4,0.75,2051,""]
[null,"THGT_F400","THGT","F400","THGT_F400/4_8-1000-6-5,5/1,1 kW STANDARD","4_8",4,8,"1000-6","5,5/1,1 kW","STANDARD",3507,3811,4164,3859,4303,"/","3weeks",5.5,1.1000000000000001,2106,""]
[null,"THGT_F400","THGT","F400","THGT_F400/4_8-1000-6-7,5/1,5 kW STANDARD","4_8",4,8,"1000-6","7,5/1,5 kW","STANDARD",3976,4280,4632,4328,4772,"/","3weeks",7.5,1.5,2107,""]
[null,"THGT_F300","THGT","F300","THGT_F300/4_8-1000-9-11/3 kW STANDARD","4_8",4,8,"1000-9","11/3 kW","STANDARD",3884,4563,4914,4236,5055,"/","5weeks",11,3,2054,""]
[null,"THGT_F200","THGT","F200","THGT_F200/4_8-1000-9-15,5/2,7 kW STANDARD","4_8",4,8,"1000-9","15,5/2,7 kW","STANDARD",4436,5115,5467,4787,5607,"/","3weeks",15.5,2.7,2005,""]
[null,"THGT_F300","THGT","F300","THGT_F300/4_8-1000-9-20/5 kW STANDARD","4_8",4,8,"1000-9","20/5 kW","STANDARD",5442,6193,6545,5793,6685,"/","5weeks",20,5,2056,""]
[null,"THGT_F200","THGT","F200","THGT_F200/4_8-1000-9-22/5,3 kW STANDARD","4_8",4,8,"1000-9","22/5,3 kW","STANDARD",{"$error":"#N/A"},{"$error":"#N/A"},{"$error":"#N/A"},{"$error":"#N/A"},{"$error":"#N/A"},"/",{"$error":"#N/A"},22,5.3,5814,"IF YOU NEED PRICE CONTACT SALES DEPARTMENT"]
[null,"THGT_F300","THGT","F300","THGT_F300/4_8-1000-9-5,5/1,1 kW STANDARD","4_8",4,8,"1000-9","5,5/1,1 kW","STANDARD",3005,3904,4256,3356,4396,"/","3weeks",5.5,1.1000000000000001,2052,""]
[null,"THGT_F200","THGT","F200","THGT_F200/4_8-1000-9-6,8/1,4 kW STANDARD","4_8",4,8,"1000-9","6,8/1,4 kW","STANDARD",3177,3480,3832,3528,3972,"/","3weeks",6.8,1.4,2002,""]
[null,"THGT_F200","THGT","F200","THGT_F200/4_8-1000-9-8,4/2 kW STANDARD","4_8",4,8,"1000-9","8,4/2 kW","STANDARD",3309,3988,4340,3661,4480,"/","3weeks",8.4,2,2003,""]
[null,"THGT_F300","THGT","F300","THGT_F300/4_8-1120-3-14/3,5 kW STANDARD","4_8",4,8,"1120-3","14/3,5 kW","STANDARD",4596,5276,6055,5375,6214,"/","5weeks",14,3.5,4159,""]
[null,"THGT_F300","THGT","F300","THGT_F300/4_8-1120-3-17/4,3 kW STANDARD","4_8",4,8,"1120-3","17/4,3 kW","STANDARD",5469,6220,7000,6248,7159,"/","3weeks",17,4.3,2055,""]
[null,"THGT_F200","THGT","F200","THGT_F200/4_8-1120-3-4/0,75 kW STANDARD","4_8",4,8,"1120-3","4/0,75 kW","STANDARD",3667,3963,4742,4446,4902,"/","5weeks",4,0.75,2001,""]
[null,"THGT_F300","THGT","F300","THGT_F300/4_8-1120-3-5,5/1,1 kW STANDARD","4_8",4,8,"1120-3","5,5/1,1 kW","STANDARD",3157,4056,4835,3936,4995,"/","3weeks",5.5,1.1000000000000001,2052,""]
[null,"THGT_F200","THGT","F200","THGT_F200/4_8-1120-3-6,8/1,4 kW STANDARD","4_8",4,8,"1120-3","6,8/1,4 kW","STANDARD",3328,3632,4412,4108,4571,"/","3weeks",6.8,1.4,2002,""]
[null,"THGT_F300","THGT","F300","THGT_F300/4_8-1120-3-7,5/1,5 kW STANDARD","4_8",4,8,"1120-3","7,5/1,5 kW","STANDARD",3485,3789,4568,4265,4728,"/","3weeks",7.5,1.5,2053,""]
[null,"THGT_F200","THGT","F200","THGT_F200/4_8-1120-6-10,5/2,2 kW STANDARD","4_8",4,8,"1120-6","10,5/2,2 kW","STANDARD",4135,4814,5594,4914,5753,"/","3weeks",10.5,2.2000000000000002,2004,""]
[null,"THGT_F300","THGT","F300","THGT_F300/4_8-1120-6-14/3,5 kW STANDARD","4_8",4,8,"1120-6","14/3,5 kW","STANDARD",4708,5387,6167,5488,6327,"/","5weeks",14,3.5,4159,""]
[null,"THGT_F400","THGT","F400","THGT_F400/4_8-1120-6-17/4,3 kW STANDARD","4_8",4,8,"1120-6","17/4,3 kW","STANDARD",6670,7421,8200,7449,8361,"/","3weeks",17,4.3,2109,""]
[null,"THGT_F200","THGT","F200","THGT_F200/4_8-1120-6-22/4,4 kW STANDARD","4_8",4,8,"1120-6","22/4,4 kW","STANDARD",5899,6651,7430,6680,7590,"/","to be confirmed",22,4.4000000000000004,2006,""]
[null,"THGT_F300","THGT","F300","THGT_F300/4_8-1120-6-30/8 kW STANDARD","4_8",4,8,"1120-6","30/8 kW","STANDARD",7870,8621,9401,8649,9561,"/","5weeks",30,8,2058,""]
[null,"THGT_F200","THGT","F200","THGT_F200/4_8-1120-6-6,8/1,4 kW STANDARD","4_8",4,8,"1120-6","6,8/1,4 kW","STANDARD",3440,3744,4523,4219,4683,"/","3weeks",6.8,1.4,2002,""]
[null,"THGT_F200","THGT","F200","THGT_F200/4_8-1120-6-8,4/2 kW STANDARD","4_8",4,8,"1120-6","8,4/2 kW","STANDARD",3573,4252,5031,4352,5191,"/","3weeks",8.4,2,2003,""]
[null,"THGT_F200","THGT","F200","THGT_F200/4_8-1120-9-10,5/2,2 kW STANDARD","4_8",4,8,"1120-9","10,5/2,2 kW","STANDARD",4302,4982,5761,5082,5921,"/","3weeks",10.5,2.2000000000000002,2004,""]
[null,"THGT_F300","THGT","F300","THGT_F300/4_8-1120-9-14/3,5 kW STANDARD","4_8",4,8,"1120-9","14/3,5 kW","STANDARD",4876,5555,6334,5655,6495,"/","5weeks",14,3.5,4159,""]
[null,"THGT_F400","THGT","F400","THGT_F400/4_8-1120-9-17/4,3 kW STANDARD","4_8",4,8,"1120-9","17/4,3 kW","STANDARD",6838,7589,8368,7617,8528,"/","3weeks",17,4.3,2109,""]
[null,"THGT_F200","THGT","F200","THGT_F200/4_8-1120-9-22/4,4 kW STANDARD","4_8",4,8,"1120-9","22/4,4 kW","STANDARD",6067,6818,7598,6846,7758,"/","to be confirmed",22,4.4000000000000004,2006,""]
[null,"THGT_F400","THGT","F400","THGT_F400/4_8-1120-9-28/6,5 kW STANDARD","4_8",4,8,"1120-9","28/6,5 kW","STANDARD",8604,9356,10135,9384,10295,"/","4weeks",28,6.5,2111,""]
[null,"THGT_F200","THGT","F200","THGT_F200/4_8-1120-9-42/10 kW STANDARD","4_8",4,8,"1120-9","42/10 kW","STANDARD",10815,11714,12493,11595,12654,"/","to be confirmed",42,10,2008,""]
[null,"THGT_F300","THGT","F300","THGT_F300/4_8-1250-12-17/4,3 kW STANDARD","4_8",4,8,"1250-12","17/4,3 kW","STANDARD",5936,6688,7527,6775,7686,"/","3weeks",17,4.3,2055,""]
[null,"THGT_F400","THGT","F400","THGT_F400/4_8-1250-12-20/5 kW STANDARD","4_8",4,8,"1250-12","20/5 kW","STANDARD",7192,7943,8782,8031,8941,"/","3weeks",20,5,2110,""]
[null,"THGT_F200","THGT","F200","THGT_F200/4_8-1250-12-22/4,4 kW STANDARD","4_8",4,8,"1250-12","22/4,4 kW","STANDARD",6255,7006,7846,7094,8006,"/","to be confirmed",22,4.4000000000000004,2006,""]
[null,"THGT_F400","THGT","F400","THGT_F400/4_8-1250-12-28/6,5 kW STANDARD","4_8",4,8,"1250-12","28/6,5 kW","STANDARD",8792,9544,10383,9631,10542,"/","4weeks",28,6.5,2111,""]
[null,"THGT_F300","THGT","F300","THGT_F300/4_8-1250-12-37/9,2 kW STANDARD","4_8",4,8,"1250-12","37/9,2 kW","STANDARD",10232,11130,11969,11071,12129,"/","3weeks",37,9.1999999999999993,2059,""]
[null,"THGT_F300","THGT","F300","THGT_F300/4_8-1250-12-44/11 kW STANDARD","4_8",4,8,"1250-12","44/11 kW","STANDARD",11101,12000,12840,11941,12999,"/","3weeks",44,11,2060,""]
[null,"THGT_F300","THGT","F300","THGT_F300/4_8-1250-3-11/3 kW STANDARD","4_8",4,8,"1250-3","11/3 kW","STANDARD",4095,4775,5614,4935,5774,"/","5weeks",11,3,2054,""]
[null,"THGT_F200","THGT","F200","THGT_F200/4_8-1250-3-15,5/2,7 kW STANDARD","4_8",4,8,"1250-3","15,5/2,7 kW","STANDARD",4648,5327,6166,5487,6326,"/","3weeks",15.5,2.7,2005,""]
[null,"THGT_F300","THGT","F300","THGT_F300/4_8-1250-3-20/5 kW STANDARD","4_8",4,8,"1250-3","20/5 kW","STANDARD",5654,6404,7244,6493,7404,"/","5weeks",20,5,2056,""]
[null,"THGT_F400","THGT","F400","THGT_F400/4_8-1250-3-20/5 kW STANDARD","4_8",4,8,"1250-3","20/5 kW","STANDARD",6783,7535,8374,7623,8534,"/","3weeks",20,5,2110,""]
[null,"THGT_F300","THGT","F300","THGT_F300/4_8-1250-3-28/6,5 kW STANDARD","4_8",4,8,"1250-3","28/6,5 kW","STANDARD",6894,7644,8484,7733,8644,"/","3weeks",28,6.5,2057,""]
[null,"THGT_F400","THGT","F400","THGT_F400/4_8-1250-3-30/8 kW STANDARD","4_8",4,8,"1250-3","30/8 kW","STANDARD",9588,10340,11179,10428,11338,"/","3weeks",30,8,2112,""]
[null,"THGT_F400","THGT","F400","THGT_F400/4_8-1250-3-5,5/1,1 kW STANDARD","4_8",4,8,"1250-3","5,5/1,1 kW","STANDARD",3819,4123,4963,4658,5122,"/","3weeks",5.5,1.1000000000000001,2106,""]
[null,"THGT_F300","THGT","F300","THGT_F300/4_8-1250-3-7,5/1,5 kW STANDARD","4_8",4,8,"1250-3","7,5/1,5 kW","STANDARD",3545,3849,4688,4384,4847,"/","3weeks",7.5,1.5,2053,""]
[null,"THGT_F200","THGT","F200","THGT_F200/4_8-1250-6-10,5/2,2 kW STANDARD","4_8",4,8,"1250-6","10,5/2,2 kW","STANDARD",4195,4874,5714,5034,5873,"/","3weeks",10.5,2.2000000000000002,2004,""]
[null,"THGT_F400","THGT","F400","THGT_F400/4_8-1250-6-14/3,5 kW STANDARD","4_8",4,8,"1250-6","14/3,5 kW","STANDARD",5882,6561,7401,6722,7560,"/","3weeks",14,3.5,509,""]
[null,"THGT_F400","THGT","F400","THGT_F400/4_8-1250-6-17/4,3 kW STANDARD","4_8",4,8,"1250-6","17/4,3 kW","STANDARD",6730,7481,8321,7569,8480,"/","3weeks",17,4.3,2109,""]
[null,"THGT_F300","THGT","F300","THGT_F300/4_8-1250-6-20/5 kW STANDARD","4_8",4,8,"1250-6","20/5 kW","STANDARD",5766,6517,7356,6605,7515,"/","5weeks",20,5,2056,""]
[null,"THGT_F200","THGT","F200","THGT_F200/4_8-1250-6-22/5,3 kW STANDARD","4_8",4,8,"1250-6","22/5,3 kW","STANDARD",{"$error":"#N/A"},{"$error":"#N/A"},{"$error":"#N/A"},{"$error":"#N/A"},{"$error":"#N/A"},"/",{"$error":"#N/A"},22,5.3,5814,"IF YOU NEED PRICE CONTACT SALES DEPARTMENT"]
[null,"THGT_F300","THGT","F300","THGT_F300/4_8-1250-6-30/8 kW STANDARD","4_8",4,8,"1250-6","30/8 kW","STANDARD",7930,8681,9521,8769,9680,"/","5weeks",30,8,2058,""]
[null,"THGT_F400","THGT","F400","THGT_F400/4_8-1250-6-37/9,2 kW STANDARD","4_8",4,8,"1250-6","37/9,2 kW","STANDARD",12762,13661,14500,13601,14660,"/","4weeks",37,9.1999999999999993,2113,""]
[null,"THGT_F300","THGT","F300","THGT_F300/4_8-1250-6-44/11 kW STANDARD","4_8",4,8,"1250-6","44/11 kW","STANDARD",10806,11705,12544,11645,12703,"/","3weeks",44,11,2060,""]
[null,"THGT_F400","THGT","F400","THGT_F400/4_8-1250-9-14/3,5 kW STANDARD","4_8",4,8,"1250-9","14/3,5 kW","STANDARD",6050,6729,7568,6888,7728,"/","3weeks",14,3.5,509,""]
[null,"THGT_F300","THGT","F300","THGT_F300/4_8-1250-9-20/5 kW STANDARD","4_8",4,8,"1250-9","20/5 kW","STANDARD",5933,6685,7524,6773,7683,"/","5weeks",20,5,2056,""]
[null,"THGT_F200","THGT","F200","THGT_F200/4_8-1250-9-22/5,3 kW STANDARD","4_8",4,8,"1250-9","22/5,3 kW","STANDARD",{"$error":"#N/A"},{"$error":"#N/A"},{"$error":"#N/A"},{"$error":"#N/A"},{"$error":"#N/A"},"/",{"$error":"#N/A"},22,5.3,5814,"IF YOU NEED PRICE CONTACT SALES DEPARTMENT"]
[null,"THGT_F300","THGT","F300","THGT_F300/4_8-1250-9-28/6,5 kW STANDARD","4_8",4,8,"1250-9","28/6,5 kW","STANDARD",7173,7925,8764,8013,8923,"/","3weeks",28,6.5,2057,""]
[null,"THGT_F400","THGT","F400","THGT_F400/4_8-1250-9-30/8 kW STANDARD","4_8",4,8,"1250-9","30/8 kW","STANDARD",9868,10619,11458,10707,11619,"/","3weeks",30,8,2112,""]
[null,"THGT_F400","THGT","F400","THGT_F400/4_8-1250-9-37/9,2 kW STANDARD","4_8",4,8,"1250-9","37/9,2 kW","STANDARD",12930,13829,14668,13769,14828,"/","4weeks",37,9.1999999999999993,2113,""]
[null,"THGT_F200","THGT","F200","THGT_F200/4_8-1409-12-110/27 kW STANDARD","4_8",4,8,"1409-12","110/27 kW","STANDARD","/",19500,20677,"/",21847,"/","7weeks",110,27,5952,""]
[null,"THGT_F200","THGT","F200","THGT_F200/4_8-1409-12-130/33 kW STANDARD","4_8",4,8,"1409-12","130/33 kW","STANDARD","/",21172,22350,"/",23519,"/","7weeks",130,33,6170,""]
[null,"THGT_F300","THGT","F300","THGT_F300/4_8-1409-12-160/40 kW STANDARD","4_8",4,8,"1409-12","160/40 kW","STANDARD","/",29496,30674,"/",31844,"/","7weeks",160,40,6253,""]
[null,"THGT_F300","THGT","F300","THGT_F300/4_8-1409-12-55/14,7 kW STANDARD","4_8",4,8,"1409-12","55/14,7 kW","STANDARD","/",16794,17972,"/",19142,"/","7weeks",55,14.7,6102,""]
[null,"THGT_F300","THGT","F300","THGT_F300/4_8-1409-12-68/17 kW STANDARD","4_8",4,8,"1409-12","68/17 kW","STANDARD","/",20945,22123,"/",23292,"/","7weeks",68,17,6242,""]
[null,"THGT_F400","THGT","F400","THGT_F400/4_8-1409-12-68/17 kW STANDARD","4_8",4,8,"1409-12","68/17 kW","STANDARD","/",28640,29818,"/",30988,"/","7weeks",68,17,5812,""]
[null,"THGT_F400","THGT","F400","THGT_F400/4_8-1409-12-80/20 kW STANDARD","4_8",4,8,"1409-12","80/20 kW","STANDARD","/",30569,31747,"/",32917,"/","7weeks",80,20,5908,""]
[null,"THGT_F200","THGT","F200","THGT_F200/4_8-1409-3-15,5/2,7 kW STANDARD","4_8",4,8,"1409-3","15,5/2,7 kW","STANDARD",7426,7804,8604,8981,10151,"/","3weeks",15.5,2.7,2005,""]
[null,"THGT_F400","THGT","F400","THGT_F400/4_8-1409-3-20/5 kW STANDARD","4_8",4,8,"1409-3","20/5 kW","STANDARD",9443,9821,10621,10998,12168,"/","3weeks",20,5,2110,""]
[null,"THGT_F300","THGT","F300","THGT_F300/4_8-1409-3-28/6,5 kW STANDARD","4_8",4,8,"1409-3","28/6,5 kW","STANDARD",9547,9924,10725,11102,12272,"/","3weeks",28,6.5,2057,""]
[null,"THGT_F400","THGT","F400","THGT_F400/4_8-1409-3-37/9,2 kW STANDARD","4_8",4,8,"1409-3","37/9,2 kW","STANDARD",14983,15361,16161,16538,17708,"/","4weeks",37,9.1999999999999993,2113,""]
[null,"THGT_F400","THGT","F400","THGT_F400/4_8-1409-3-44/11 kW STANDARD","4_8",4,8,"1409-3","44/11 kW","STANDARD",16096,16474,17274,17651,18821,"/","4weeks",44,11,2114,""]
[null,"THGT_F400","THGT","F400","THGT_F400/4_8-1409-3-55/14,7 kW STANDARD","4_8",4,8,"1409-3","55/14,7 kW","STANDARD","/",18976,20153,"/",21323,"/","7weeks",55,14.7,6118,""]
[null,"THGT_F200","THGT","F200","THGT_F200/4_8-1409-6-110/27 kW STANDARD","4_8",4,8,"1409-6","110/27 kW","STANDARD","/",18632,19810,"/",20979,"/","7weeks",110,27,5952,""]
[null,"THGT_F200","THGT","F200","THGT_F200/4_8-1409-6-130/33 kW STANDARD","4_8",4,8,"1409-6","130/33 kW","STANDARD","/",20304,21481,"/",22651,"/","7weeks",130,33,6170,""]
[null,"THGT_F300","THGT","F300","THGT_F300/4_8-1409-6-28/6,5 kW STANDARD","4_8",4,8,"1409-6","28/6,5 kW","STANDARD",9978,10355,11155,11533,12702,"/","3weeks",28,6.5,2057,""]
[null,"THGT_F200","THGT","F200","THGT_F200/4_8-1409-6-33/8 kW STANDARD","4_8",4,8,"1409-6","33/8 kW","STANDARD",12533,12910,13710,14087,15257,"/","to be confirmed",33,8,2007,""]
[null,"THGT_F200","THGT","F200","THGT_F200/4_8-1409-6-42/10 kW STANDARD","4_8",4,8,"1409-6","42/10 kW","STANDARD",13473,13851,14651,15028,16198,"/","to be confirmed",42,10,2008,""]
[null,"THGT_F200","THGT","F200","THGT_F200/4_8-1409-6-55/14,7 kW STANDARD","4_8",4,8,"1409-6","55/14,7 kW","STANDARD","/",13095,14273,"/",15443,"/","7weeks",55,14.7,5890,""]
[null,"THGT_F200","THGT","F200","THGT_F200/4_8-1409-6-68/17 kW STANDARD","4_8",4,8,"1409-6","68/17 kW","STANDARD","/",16113,17291,"/",18461,"/","7weeks",68,17,5782,""]
[null,"THGT_F200","THGT","F200","THGT_F200/4_8-1409-6-80/20 kW STANDARD","4_8",4,8,"1409-6","80/20 kW","STANDARD","/",17028,18205,"/",19375,"/","7weeks",80,20,5824,""]
[null,"THGT_F300","THGT","F300","THGT_F300/4_8-1409-6-80/20 kW STANDARD","4_8",4,8,"1409-6","80/20 kW","STANDARD","/",21338,22515,"/",23684,"/","7weeks",80,20,6267,""]
[null,"THGT_F300","THGT","F300","THGT_F300/4_8-1409-9-110/27 kW STANDARD","4_8",4,8,"1409-9","110/27 kW","STANDARD","/",23987,25164,"/",26333,"/","7weeks",110,27,6088,""]
[null,"THGT_F400","THGT","F400","THGT_F400/4_8-1409-9-130/33 kW STANDARD","4_8",4,8,"1409-9","130/33 kW","STANDARD","/",35760,36938,"/",38108,"/","7weeks",130,33,5795,""]
[null,"THGT_F400","THGT","F400","THGT_F400/4_8-1409-9-160/40 kW STANDARD","4_8",4,8,"1409-9","160/40 kW","STANDARD","/",39828,41005,"/",42175,"/","7weeks",160,40,5924,""]
[null,"THGT_F300","THGT","F300","THGT_F300/4_8-1409-9-44/11 kW STANDARD","4_8",4,8,"1409-9","44/11 kW","STANDARD",14000,14377,15177,15555,16725,"/","3weeks",44,11,2060,""]
[null,"THGT_F400","THGT","F400","THGT_F400/4_8-1409-9-55/14,7 kW STANDARD","4_8",4,8,"1409-9","55/14,7 kW","STANDARD","/",19839,21017,"/",22187,"/","7weeks",55,14.7,6118,""]
[null,"THGT_F400","THGT","F400","THGT_F400/4_8-1409-9-68/17 kW STANDARD","4_8",4,8,"1409-9","68/17 kW","STANDARD","/",28207,29385,"/",30554,"/","7weeks",68,17,5812,""]
[null,"THGT_F400","THGT","F400","THGT_F400/4_8-1409-9-80/20 kW STANDARD","4_8",4,8,"1409-9","80/20 kW","STANDARD","/",30135,31314,"/",32482,"/","7weeks",80,20,5908,""]
[null,"THGT_F200","THGT","F200","THGT_F200/4_8-1609-12-110/27 kW STANDARD","4_8",4,8,"1609-12","110/27 kW","STANDARD","/",19889,21217,"/",22538,"/","7weeks",110,27,5952,""]
[null,"THGT_F200","THGT","F200","THGT_F200/4_8-1609-12-130/33 kW STANDARD","4_8",4,8,"1609-12","130/33 kW","STANDARD","/",21560,22889,"/",24209,"/","7weeks",130,33,6170,""]
[null,"THGT_F300","THGT","F300","THGT_F300/4_8-1609-12-160/40 kW STANDARD","4_8",4,8,"1609-12","160/40 kW","STANDARD","/",29885,31213,"/",32534,"/","7weeks",160,40,6253,""]
[null,"THGT_F300","THGT","F300","THGT_F300/4_8-1609-12-68/17 kW STANDARD","4_8",4,8,"1609-12","68/17 kW","STANDARD","/",21333,22662,"/",23982,"/","7weeks",68,17,6242,""]
[null,"THGT_F300","THGT","F300","THGT_F300/4_8-1609-12-80/20 kW STANDARD","4_8",4,8,"1609-12","80/20 kW","STANDARD","/",22594,23923,"/",25244,"/","7weeks",80,20,6267,""]
[null,"THGT_F400","THGT","F400","THGT_F400/4_8-1609-3-110/27 kW STANDARD","4_8",4,8,"1609-3","110/27 kW","STANDARD","/",31907,33235,"/",34556,"/","7weeks",110,27,6032,""]
[null,"THGT_F200","THGT","F200","THGT_F200/4_8-1609-3-33/8 kW STANDARD","4_8",4,8,"1609-3","33/8 kW","STANDARD",12491,12868,13820,14198,15518,"/","to be confirmed",33,8,2007,""]
[null,"THGT_F300","THGT","F300","THGT_F300/4_8-1609-3-37/9,2 kW STANDARD","4_8",4,8,"1609-3","37/9,2 kW","STANDARD",12703,13080,14032,14409,15729,"/","3weeks",37,9.1999999999999993,2059,""]
[null,"THGT_F300","THGT","F300","THGT_F300/4_8-1609-3-44/11 kW STANDARD","4_8",4,8,"1609-3","44/11 kW","STANDARD",13524,13901,14853,15231,16552,"/","3weeks",44,11,2060,""]
[null,"THGT_F300","THGT","F300","THGT_F300/4_8-1609-3-55/14,7 kW STANDARD","4_8",4,8,"1609-3","55/14,7 kW","STANDARD","/",15885,17213,"/",18534,"/","7weeks",55,14.7,6102,""]
[null,"THGT_F400","THGT","F400","THGT_F400/4_8-1609-3-68/17 kW STANDARD","4_8",4,8,"1609-3","68/17 kW","STANDARD","/",27731,29060,"/",30381,"/","7weeks",68,17,5812,""]
[null,"THGT_F400","THGT","F400","THGT_F400/4_8-1609-3-80/20 kW STANDARD","4_8",4,8,"1609-3","80/20 kW","STANDARD","/",29660,30989,"/",32310,"/","7weeks",80,20,5908,""]
[null,"THGT_F400","THGT","F400","THGT_F400/4_8-1609-6-110/27 kW STANDARD","4_8",4,8,"1609-6","110/27 kW","STANDARD","/",32337,33666,"/",34986,"/","7weeks",110,27,6032,""]
[null,"THGT_F200","THGT","F200","THGT_F200/4_8-1609-6-160/40 kW STANDARD","4_8",4,8,"1609-6","160/40 kW","STANDARD","/",22708,24036,"/",25357,"/","7weeks",160,40,6071,""]
[null,"THGT_F200","THGT","F200","THGT_F200/4_8-1609-6-55/14,7 kW STANDARD","4_8",4,8,"1609-6","55/14,7 kW","STANDARD","/",13485,14813,"/",16134,"/","7weeks",55,14.7,5890,""]
[null,"THGT_F300","THGT","F300","THGT_F300/4_8-1609-6-55/14,7 kW STANDARD","4_8",4,8,"1609-6","55/14,7 kW","STANDARD","/",16315,17644,"/",18965,"/","7weeks",55,14.7,6102,""]
[null,"THGT_F300","THGT","F300","THGT_F300/4_8-1609-6-68/17 kW STANDARD","4_8",4,8,"1609-6","68/17 kW","STANDARD","/",20466,21794,"/",23115,"/","7weeks",68,17,6242,""]
[null,"THGT_F300","THGT","F300","THGT_F300/4_8-1609-6-80/20 kW STANDARD","4_8",4,8,"1609-6","80/20 kW","STANDARD","/",21726,23054,"/",24375,"/","7weeks",80,20,6267,""]
[null,"THGT_F400","THGT","F400","THGT_F400/4_8-1609-9-110/27 kW STANDARD","4_8",4,8,"1609-9","110/27 kW","STANDARD","/",32771,34099,"/",35420,"/","7weeks",110,27,6032,""]
[null,"THGT_F400","THGT","F400","THGT_F400/4_8-1609-9-130/33 kW STANDARD","4_8",4,8,"1609-9","130/33 kW","STANDARD","/",36150,37478,"/",38799,"/","7weeks",130,33,5795,""]
[null,"THGT_F400","THGT","F400","THGT_F400/4_8-1609-9-160/40 kW STANDARD","4_8",4,8,"1609-9","160/40 kW","STANDARD","/",40217,41545,"/",42866,"/","7weeks",160,40,5924,""]
[null,"THGT_F200","THGT","F200","THGT_F200/4_8-1609-9-80/20 kW STANDARD","4_8",4,8,"1609-9","80/20 kW","STANDARD","/",17850,19180,"/",20501,"/","7weeks",80,20,5824,""]
[null,"THGT_F300","THGT","F300","THGT_F300/4_8-400-6-0,55/0,09 kW STANDARD","4_8",4,8,"400-6","0,55/0,09 kW","STANDARD",953,1192,1272,1033,1372,"/","5weeks",0.55000000000000004,0.09,2045,""]
[null,"THGT_F400","THGT","F400","THGT_F400/4_8-400-6-0,55/0,09 kW STANDARD","4_8",4,8,"400-6","0,55/0,09 kW","STANDARD",1295,1535,1615,1375,1715,"/","4weeks",0.55000000000000004,0.09,2099,""]
[null,"THGT_F400","THGT","F400","THGT_F400/4_8-450-6-0,55/0,09 kW STANDARD","4_8",4,8,"450-6","0,55/0,09 kW","STANDARD",1315,1554,1643,1403,1742,"/","4weeks",0.55000000000000004,0.09,2099,""]
[null,"THGT_F400","THGT","F400","THGT_F400/4_8-500-6-0,55/0,09 kW STANDARD","4_8",4,8,"500-6","0,55/0,09 kW","STANDARD",1339,1579,1671,1432,1771,"/","4weeks",0.55000000000000004,0.09,2099,""]
[null,"THGT_F400","THGT","F400","THGT_F400/4_8-500-6-0,75/0,12 kW STANDARD","4_8",4,8,"500-6","0,75/0,12 kW","STANDARD",1422,1662,1754,1515,1854,"/","4weeks",0.75,0.12,2100,""]
[null,"THGT_F400","THGT","F400","THGT_F400/4_8-500-6-1,1/0,18 kW STANDARD","4_8",4,8,"500-6","1,1/0,18 kW","STANDARD",1505,1745,1837,1598,1937,"/","4weeks",1.1000000000000001,0.18,2101,""]
[null,"THGT_F200","THGT","F200","THGT_F200/4_8-560-6-0,55/0,13 kW STANDARD","4_8",4,8,"560-6","0,55/0,13 kW","STANDARD",1091,1332,1427,1188,1527,"/","to be confirmed",0.55000000000000004,0.13,1995,""]
[null,"THGT_F400","THGT","F400","THGT_F400/4_8-560-6-0,75/0,12 kW STANDARD","4_8",4,8,"560-6","0,75/0,12 kW","STANDARD",1522,1761,1858,1619,1958,"/","4weeks",0.75,0.12,2100,""]
[null,"THGT_F400","THGT","F400","THGT_F400/4_8-560-6-1,1/0,18 kW STANDARD","4_8",4,8,"560-6","1,1/0,18 kW","STANDARD",1605,1844,1941,1701,2041,"/","4weeks",1.1000000000000001,0.18,2101,""]
[null,"THGT_F200","THGT","F200","THGT_F200/4_8-560-6-1,1/0,26 kW STANDARD","4_8",4,8,"560-6","1,1/0,26 kW","STANDARD",1159,1398,1495,1255,1594,"/","to be confirmed",1.1000000000000001,0.26,1997,""]
[null,"THGT_F200","THGT","F200","THGT_F200/4_8-560-6-1,7/0,35 kW STANDARD","4_8",4,8,"560-6","1,7/0,35 kW","STANDARD",1248,1487,1584,1343,1684,"/","3weeks",1.7,0.35,1998,""]
[null,"THGT_F300","THGT","F300","THGT_F300/4_8-630-6-0,55/0,09 kW STANDARD","4_8",4,8,"630-6","0,55/0,09 kW","STANDARD",1168,1407,1508,1268,1608,"/","5weeks",0.55000000000000004,0.09,2045,""]
[null,"THGT_F300","THGT","F300","THGT_F300/4_8-630-6-0,75/0,12 kW STANDARD","4_8",4,8,"630-6","0,75/0,12 kW","STANDARD",1213,1453,1553,1313,1653,"/","5weeks",0.75,0.12,2046,""]
[null,"THGT_F300","THGT","F300","THGT_F300/4_8-630-6-1,1/0,18 kW STANDARD","4_8",4,8,"630-6","1,1/0,18 kW","STANDARD",1284,1523,1624,1383,1724,"/","5weeks",1.1000000000000001,0.18,2047,""]
[null,"THGT_F400","THGT","F400","THGT_F400/4_8-630-6-1,5/0,25 kW STANDARD","4_8",4,8,"630-6","1,5/0,25 kW","STANDARD",1748,1988,2088,1848,2188,"/","3weeks",1.5,0.25,2102,""]
[null,"THGT_F300","THGT","F300","THGT_F300/4_8-630-6-2,2/0,37 kW STANDARD","4_8",4,8,"630-6","2,2/0,37 kW","STANDARD",1459,1698,1798,1559,1899,"/","3weeks",2.2000000000000002,0.37,2049,""]
[null,"THGT_F300","THGT","F300","THGT_F300/4_8-630-6-3/0,55 kW STANDARD","4_8",4,8,"630-6","3/0,55 kW","STANDARD",1561,1856,1957,1661,2056,"/","3weeks",3,0.55000000000000004,2050,""]
[null,"THGT_F400","THGT","F400","THGT_F400/4_8-630-6-3/0,55 kW STANDARD","4_8",4,8,"630-6","3/0,55 kW","STANDARD",2151,2447,2547,2252,2646,"/","3weeks",3,0.55000000000000004,2104,""]
[null,"THGT_F200","THGT","F200","THGT_F200/4_8-710-3-0,55/0,13 kW STANDARD","4_8",4,8,"710-3","0,55/0,13 kW","STANDARD",1180,1419,1560,1319,1679,"/","to be confirmed",0.55000000000000004,0.13,1995,""]
[null,"THGT_F200","THGT","F200","THGT_F200/4_8-710-3-0,75/0,17 kW STANDARD","4_8",4,8,"710-3","0,75/0,17 kW","STANDARD",1224,1463,1603,1363,1724,"/","to be confirmed",0.75,0.17,6279,""]
[null,"THGT_F200","THGT","F200","THGT_F200/4_8-710-3-1,7/0,35 kW STANDARD","4_8",4,8,"710-3","1,7/0,35 kW","STANDARD",1335,1575,1715,1476,1835,"/","3weeks",1.7,0.35,1998,""]
[null,"THGT_F200","THGT","F200","THGT_F200/4_8-710-3-2,3/0,5 kW STANDARD","4_8",4,8,"710-3","2,3/0,5 kW","STANDARD",1467,1762,1903,1607,2023,"/","3weeks",2.2999999999999998,0.5,1999,""]
[null,"THGT_F400","THGT","F400","THGT_F400/4_8-710-5-1,1/0,18 kW STANDARD","4_8",4,8,"710-5","1,1/0,18 kW","STANDARD",1784,2025,2165,1925,2284,"/","4weeks",1.1000000000000001,0.18,2101,""]
[null,"THGT_F400","THGT","F400","THGT_F400/4_8-710-5-3/0,55 kW STANDARD","4_8",4,8,"710-5","3/0,55 kW","STANDARD",2259,2555,2695,2399,2814,"/","3weeks",3,0.55000000000000004,2104,""]
[null,"THGT_F300","THGT","F300","THGT_F300/4_8-710-6-1,1/0,18 kW STANDARD","4_8",4,8,"710-6","1,1/0,18 kW","STANDARD",1403,1643,1783,1543,1903,"/","5weeks",1.1000000000000001,0.18,2047,""]
[null,"THGT_F200","THGT","F200","THGT_F200/4_8-710-6-1,1/0,26 kW STANDARD","4_8",4,8,"710-6","1,1/0,26 kW","STANDARD",1351,1590,1730,1490,1850,"/","to be confirmed",1.1000000000000001,0.26,1997,""]
[null,"THGT_F200","THGT","F200","THGT_F200/4_8-710-6-2,2/0,37 kW STANDARD","4_8",4,8,"710-6","2,2/0,37 kW","STANDARD",1571,1811,1950,1711,2071,"/","to be confirmed",2.2000000000000002,0.37,6186,""]
[null,"THGT_F200","THGT","F200","THGT_F200/4_8-710-6-3/0,65 kW STANDARD","4_8",4,8,"710-6","3/0,65 kW","STANDARD",1672,1967,2107,1812,2226,"/","3weeks",3,0.65,2000,""]
[null,"THGT_F400","THGT","F400","THGT_F400/4_8-710-7-1,1/0,18 kW STANDARD","4_8",4,8,"710-7","1,1/0,18 kW","STANDARD",1864,2105,2244,2005,2364,"/","4weeks",1.1000000000000001,0.18,2101,""]
[null,"THGT_F400","THGT","F400","THGT_F400/4_8-710-7-3/0,55 kW STANDARD","4_8",4,8,"710-7","3/0,55 kW","STANDARD",2339,2635,2775,2478,2894,"/","3weeks",3,0.55000000000000004,2104,""]
[null,"THGT_F400","THGT","F400","THGT_F400/4_8-800-3-1,1/0,18 kW STANDARD","4_8",4,8,"800-3","1,1/0,18 kW","STANDARD",1868,2109,2300,2061,2420,"/","4weeks",1.1000000000000001,0.18,2101,""]
[null,"THGT_F400","THGT","F400","THGT_F400/4_8-800-3-1,5/0,25 kW STANDARD","4_8",4,8,"800-3","1,5/0,25 kW","STANDARD",1940,2179,2371,2132,2491,"/","3weeks",1.5,0.25,2102,""]
[null,"THGT_F300","THGT","F300","THGT_F300/4_8-800-3-2,2/0,37 kW STANDARD","4_8",4,8,"800-3","2,2/0,37 kW","STANDARD",1650,1890,2082,1842,2202,"/","3weeks",2.2000000000000002,0.37,2049,""]
[null,"THGT_F400","THGT","F400","THGT_F400/4_8-800-3-2,2/0,37 kW STANDARD","4_8",4,8,"800-3","2,2/0,37 kW","STANDARD",2165,2405,2596,2357,2716,"/","3weeks",2.2000000000000002,0.37,2103,""]
[null,"THGT_F400","THGT","F400","THGT_F400/4_8-800-3-3/0,55 kW STANDARD","4_8",4,8,"800-3","3/0,55 kW","STANDARD",2343,2639,2830,2535,2951,"/","3weeks",3,0.55000000000000004,2104,""]
[null,"THGT_F400","THGT","F400","THGT_F400/4_8-800-3-4/0,75 kW STANDARD","4_8",4,8,"800-3","4/0,75 kW","STANDARD",2569,2864,3056,2760,3176,"/","3weeks",4,0.75,2105,""]
[null,"THGT_F200","THGT","F200","THGT_F200/4_8-800-3-6,8/1,4 kW STANDARD","4_8",4,8,"800-3","6,8/1,4 kW","STANDARD",2469,2774,2965,2661,3084,"/","3weeks",6.8,1.4,2002,""]
[null,"THGT_F200","THGT","F200","THGT_F200/4_8-800-6-1,7/0,35 kW STANDARD","4_8",4,8,"800-6","1,7/0,35 kW","STANDARD",1615,1855,2047,1808,2167,"/","3weeks",1.7,0.35,1998,""]
[null,"THGT_F200","THGT","F200","THGT_F200/4_8-800-6-2,3/0,5 kW STANDARD","4_8",4,8,"800-6","2,3/0,5 kW","STANDARD",1747,2043,2235,1939,2355,"/","3weeks",2.2999999999999998,0.5,1999,""]
[null,"THGT_F200","THGT","F200","THGT_F200/4_8-800-6-3/0,65 kW STANDARD","4_8",4,8,"800-6","3/0,65 kW","STANDARD",1847,2144,2335,2040,2454,"/","3weeks",3,0.65,2000,""]
[null,"THGT_F200","THGT","F200","THGT_F200/4_8-800-6-4/0,75 kW STANDARD","4_8",4,8,"800-6","4/0,75 kW","STANDARD",2912,3207,3399,3104,3519,"/","5weeks",4,0.75,2001,""]
[null,"THGT_F300","THGT","F300","THGT_F300/4_8-800-6-5,5/1,1 kW STANDARD","4_8",4,8,"800-6","5,5/1,1 kW","STANDARD",2402,3301,3493,2594,3612,"/","3weeks",5.5,1.1000000000000001,2052,""]
[null,"THGT_F200","THGT","F200","THGT_F200/4_8-800-6-6,8/1,4 kW STANDARD","4_8",4,8,"800-6","6,8/1,4 kW","STANDARD",2573,2876,3069,2765,3188,"/","3weeks",6.8,1.4,2002,""]
[null,"THGT_F200","THGT","F200","THGT_F200/4_8-800-9-2,2/0,37 kW STANDARD","4_8",4,8,"800-9","2,2/0,37 kW","STANDARD",1871,2111,2302,2063,2422,"/","to be confirmed",2.2000000000000002,0.37,6186,""]
[null,"THGT_F200","THGT","F200","THGT_F200/4_8-800-9-2,3/0,5 kW STANDARD","4_8",4,8,"800-9","2,3/0,5 kW","STANDARD",1871,2167,2359,2063,2478,"/","3weeks",2.2999999999999998,0.5,1999,""]
[null,"THGT_F200","THGT","F200","THGT_F200/4_8-800-9-3/0,65 kW STANDARD","4_8",4,8,"800-9","3/0,65 kW","STANDARD",1971,2266,2459,2163,2578,"/","3weeks",3,0.65,2000,""]
[null,"THGT_F300","THGT","F300","THGT_F300/4_8-800-9-5,5/1,1 kW STANDARD","4_8",4,8,"800-9","5,5/1,1 kW","STANDARD",2526,3425,3617,2718,3736,"/","3weeks",5.5,1.1000000000000001,2052,""]
[null,"THGT_F200","THGT","F200","THGT_F200/4_8-800-9-6,8/1,4 kW STANDARD","4_8",4,8,"800-9","6,8/1,4 kW","STANDARD",2697,3000,3192,2889,3312,"/","3weeks",6.8,1.4,2002,""]
[null,"THGT_F300","THGT","F300","THGT_F300/4_8-800-9-7,5/1,5 kW STANDARD","4_8",4,8,"800-9","7,5/1,5 kW","STANDARD",2853,3158,3349,3045,3469,"/","3weeks",7.5,1.5,2053,""]
[null,"THGT_F200","THGT","F200","THGT_F200/4_8-900-3-2,2/0,37 kW STANDARD","4_8",4,8,"900-3","2,2/0,37 kW","STANDARD",2070,2310,2554,2315,2694,"/","to be confirmed",2.2000000000000002,0.37,6186,""]
[null,"THGT_F200","THGT","F200","THGT_F200/4_8-900-3-2,3/0,5 kW STANDARD","4_8",4,8,"900-3","2,3/0,5 kW","STANDARD",2070,2366,2610,2315,2750,"/","3weeks",2.2999999999999998,0.5,1999,""]
[null,"THGT_F200","THGT","F200","THGT_F200/4_8-900-3-4/0,75 kW STANDARD","4_8",4,8,"900-3","4/0,75 kW","STANDARD",3236,3532,3775,3479,3915,"/","5weeks",4,0.75,2001,""]
[null,"THGT_F300","THGT","F300","THGT_F300/4_8-900-3-5,5/1,1 kW STANDARD","4_8",4,8,"900-3","5,5/1,1 kW","STANDARD",2725,3624,3869,2969,4008,"/","3weeks",5.5,1.1000000000000001,2052,""]
[null,"THGT_F200","THGT","F200","THGT_F200/4_8-900-3-6,8/1,4 kW STANDARD","4_8",4,8,"900-3","6,8/1,4 kW","STANDARD",2897,3201,3444,3141,3584,"/","3weeks",6.8,1.4,2002,""]
[null,"THGT_F200","THGT","F200","THGT_F200/4_8-900-6-10,5/2,2 kW STANDARD","4_8",4,8,"900-6","10,5/2,2 kW","STANDARD",3695,4375,4618,3939,4758,"/","3weeks",10.5,2.2000000000000002,2004,""]
[null,"THGT_F200","THGT","F200","THGT_F200/4_8-900-6-2,2/0,37 kW STANDARD","4_8",4,8,"900-6","2,2/0,37 kW","STANDARD",2174,2414,2658,2419,2798,"/","to be confirmed",2.2000000000000002,0.37,6186,""]
[null,"THGT_F300","THGT","F300","THGT_F300/4_8-900-6-2,2/0,37 kW STANDARD","4_8",4,8,"900-6","2,2/0,37 kW","STANDARD",2182,2422,2665,2426,2805,"/","3weeks",2.2000000000000002,0.37,2049,""]
[null,"THGT_F300","THGT","F300","THGT_F300/4_8-900-6-3/0,55 kW STANDARD","4_8",4,8,"900-6","3/0,55 kW","STANDARD",2283,2579,2823,2528,2964,"/","3weeks",3,0.55000000000000004,2050,""]
[null,"THGT_F200","THGT","F200","THGT_F200/4_8-900-6-4/0,75 kW STANDARD","4_8",4,8,"900-6","4/0,75 kW","STANDARD",3339,3636,3879,3583,4019,"/","5weeks",4,0.75,2001,""]
[null,"THGT_F400","THGT","F400","THGT_F400/4_8-900-6-5,5/1,1 kW STANDARD","4_8",4,8,"900-6","5,5/1,1 kW","STANDARD",3432,3735,3979,3675,4120,"/","3weeks",5.5,1.1000000000000001,2106,""]
[null,"THGT_F300","THGT","F300","THGT_F300/4_8-900-6-7,5/1,5 kW STANDARD","4_8",4,8,"900-6","7,5/1,5 kW","STANDARD",3158,3461,3705,3401,3845,"/","3weeks",7.5,1.5,2053,""]
[null,"THGT_F300","THGT","F300","THGT_F300/4_8-900-9-11/3 kW STANDARD","4_8",4,8,"900-9","11/3 kW","STANDARD",3828,4507,4751,4072,4891,"/","5weeks",11,3,2054,""]
[null,"THGT_F400","THGT","F400","THGT_F400/4_8-900-9-14/3,5 kW STANDARD","4_8",4,8,"900-9","14/3,5 kW","STANDARD",5502,6182,6425,5746,6565,"/","3weeks",14,3.5,509,""]
[null,"THGT_F400","THGT","F400","THGT_F400/4_8-900-9-17/4,3 kW STANDARD","4_8",4,8,"900-9","17/4,3 kW","STANDARD",6350,7102,7345,6594,7485,"/","3weeks",17,4.3,2109,""]
[null,"THGT_F200","THGT","F200","THGT_F200/4_8-900-9-4/0,75 kW STANDARD","4_8",4,8,"900-9","4/0,75 kW","STANDARD",3459,3755,3999,3703,4139,"/","5weeks",4,0.75,2001,""]
[null,"THGT_F300","THGT","F300","THGT_F300/4_8-900-9-5,5/1,1 kW STANDARD","4_8",4,8,"900-9","5,5/1,1 kW","STANDARD",2949,3848,4092,3192,4232,"/","3weeks",5.5,1.1000000000000001,2052,""]
[null,"THGT_F300","THGT","F300","THGT_F300/4_8-900-9-7,5/1,5 kW STANDARD","4_8",4,8,"900-9","7,5/1,5 kW","STANDARD",3278,3581,3825,3521,3964,"/","3weeks",7.5,1.5,2053,""]
[null,"THGT_F200","THGT","F200","THGT_F200/4_8-900-9-8,4/2 kW STANDARD","4_8",4,8,"900-9","8,4/2 kW","STANDARD",3253,3933,4176,3497,4316,"/","3weeks",8.4,2,2003,""]
[null,"THGT_F300","THGT","F300","THGT_F300/4-1000-3-11 kW STANDARD",4,4,0,"1000-3","11 kW","STANDARD",3677,4356,4708,4028,4847,"/","3weeks",11,0,1866,""]
[null,"THGT_F200","THGT","F200","THGT_F200/4-1000-3-3 kW IE3",4,4,0,"1000-3","3 kW","IE3",{"$error":"#N/A"},{"$error":"#N/A"},{"$error":"#N/A"},{"$error":"#N/A"},{"$error":"#N/A"},"/",{"$error":"#N/A"},3,0,5871,"IF YOU NEED PRICE CONTACT SALES DEPARTMENT"]
[null,"THGT_F300","THGT","F300","THGT_F300/4-1000-3-3 kW STANDARD",4,4,0,"1000-3","3 kW","STANDARD",2205,2502,2853,2557,2993,"/","3weeks",3,0,1861,""]
[null,"THGT_F200","THGT","F200","THGT_F200/4-1000-3-4 kW IE3",4,4,0,"1000-3","4 kW","IE3",{"$error":"#N/A"},{"$error":"#N/A"},{"$error":"#N/A"},{"$error":"#N/A"},{"$error":"#N/A"},"/",{"$error":"#N/A"},4,0,6128,"IF YOU NEED PRICE CONTACT SALES DEPARTMENT"]
[null,"THGT_F200","THGT","F200","THGT_F200/4-1000-3-4 kW STANDARD",4,4,0,"1000-3","4 kW","STANDARD",2018,2314,2665,2369,2805,"/","3weeks",4,0,1821,""]
[null,"THGT_F400","THGT","F400","THGT_F400/4-1000-3-4 kW IE3",4,4,0,"1000-3","4 kW","IE3",2900,3196,3547,3251,3687,"/","to be confirmed",4,0,6304,""]
[null,"THGT_F300","THGT","F300","THGT_F300/4-1000-3-5,5 kW STANDARD",4,4,0,"1000-3","5,5 kW","STANDARD",2601,2905,3257,2953,3396,"/","3weeks",5.5,0,1863,""]
[null,"THGT_F400","THGT","F400","THGT_F400/4-1000-3-5,5 kW IE3",4,4,0,"1000-3","5,5 kW","IE3",3184,3488,3839,3536,3979,"/","to be confirmed",5.5,0,6028,""]
[null,"THGT_F300","THGT","F300","THGT_F300/4-1000-3-7,5 kW STANDARD",4,4,0,"1000-3","7,5 kW","STANDARD",2821,3124,3476,3173,3616,"/","3weeks",7.5,0,1864,""]
[null,"THGT_F200","THGT","F200","THGT_F200/4-1000-6-11 kW STANDARD",4,4,0,"1000-6","11 kW","STANDARD",2961,3641,3993,3313,4132,"/","3weeks",11,0,1824,""]
[null,"THGT_F300","THGT","F300","THGT_F300/4-1000-6-11 kW IE3",4,4,0,"1000-6","11 kW","IE3",4009,4689,5040,4361,5180,"/","4weeks",11,0,5857,""]
[null,"THGT_F200","THGT","F200","THGT_F200/4-1000-6-15 kW STANDARD",4,4,0,"1000-6","15 kW","STANDARD",3386,4065,4417,3737,4556,"/","3weeks",15,0,1825,""]
[null,"THGT_F200","THGT","F200","THGT_F200/4-1000-6-15 kW IE3",4,4,0,"1000-6","15 kW","IE3",{"$error":"#N/A"},{"$error":"#N/A"},{"$error":"#N/A"},{"$error":"#N/A"},{"$error":"#N/A"},"/",{"$error":"#N/A"},15,0,6259,"IF YOU NEED PRICE CONTACT SALES DEPARTMENT"]
[null,"THGT_F400","THGT","F400","THGT_F400/4-1000-6-15 kW IE3",4,4,0,"1000-6","15 kW","IE3",4757,5436,5789,5110,5929,"/","4weeks",15,0,6140,""]
[null,"THGT_F300","THGT","F300","THGT_F300/4-1000-6-18,5 kW IE3",4,4,0,"1000-6","18,5 kW","IE3",5570,6320,6672,5921,6812,"/","4weeks",18.5,0,5844,""]
[null,"THGT_F400","THGT","F400","THGT_F400/4-1000-6-18,5 kW STANDARD",4,4,0,"1000-6","18,5 kW","STANDARD",6371,7122,7473,6723,7614,"/","3weeks",18.5,0,1910,""]
[null,"THGT_F300","THGT","F300","THGT_F300/4-1000-6-4 kW STANDARD",4,4,0,"1000-6","4 kW","STANDARD",2461,2757,3108,2812,3248,"/","3weeks",4,0,1862,""]
[null,"THGT_F200","THGT","F200","THGT_F200/4-1000-6-5,5 kW IE3",4,4,0,"1000-6","5,5 kW","IE3",{"$error":"#N/A"},{"$error":"#N/A"},{"$error":"#N/A"},{"$error":"#N/A"},{"$error":"#N/A"},"/",{"$error":"#N/A"},5.5,0,5895,"IF YOU NEED PRICE CONTACT SALES DEPARTMENT"]
[null,"THGT_F300","THGT","F300","THGT_F300/4-1000-6-5,5 kW IE3",4,4,0,"1000-6","5,5 kW","IE3",2838,3141,3494,3189,3633,"/","to be confirmed",5.5,0,5987,""]
[null,"THGT_F200","THGT","F200","THGT_F200/4-1000-6-7,5 kW IE3",4,4,0,"1000-6","7,5 kW","IE3",{"$error":"#N/A"},{"$error":"#N/A"},{"$error":"#N/A"},{"$error":"#N/A"},{"$error":"#N/A"},"/",{"$error":"#N/A"},7.5,0,5956,"IF YOU NEED PRICE CONTACT SALES DEPARTMENT"]
[null,"THGT_F200","THGT","F200","THGT_F200/4-1000-6-7,5 kW STANDARD",4,4,0,"1000-6","7,5 kW","STANDARD",2489,2793,3145,2842,3285,"/","3weeks",7.5,0,1823,""]
[null,"THGT_F400","THGT","F400","THGT_F400/4-1000-6-7,5 kW STANDARD",4,4,0,"1000-6","7,5 kW","STANDARD",3432,3735,4087,3784,4228,"/","3weeks",7.5,0,1906,""]
[null,"THGT_F300","THGT","F300","THGT_F300/4-1000-9-11 kW STANDARD",4,4,0,"1000-9","11 kW","STANDARD",3884,4564,4916,4236,5055,"/","3weeks",11,0,1866,""]
[null,"THGT_F400","THGT","F400","THGT_F400/4-1000-9-11 kW STANDARD",4,4,0,"1000-9","11 kW","STANDARD",4300,4980,5331,4652,5471,"/","3weeks",11,0,1908,""]
[null,"THGT_F300","THGT","F300","THGT_F300/4-1000-9-15 kW STANDARD",4,4,0,"1000-9","15 kW","STANDARD",4078,4757,5109,4429,5248,"/","3weeks",15,0,1867,""]
[null,"THGT_F200","THGT","F200","THGT_F200/4-1000-9-18,5 kW STANDARD",4,4,0,"1000-9","18,5 kW","STANDARD",3737,4488,4840,4089,4980,"/","3weeks",18.5,0,1826,""]
[null,"THGT_F300","THGT","F300","THGT_F300/4-1000-9-18,5 kW STANDARD",4,4,0,"1000-9","18,5 kW","STANDARD",5303,6054,6405,5655,6545,"/","3weeks",18.5,0,1868,""]
[null,"THGT_F400","THGT","F400","THGT_F400/4-1000-9-18,5 kW STANDARD",4,4,0,"1000-9","18,5 kW","STANDARD",6471,7221,7573,6822,7714,"/","3weeks",18.5,0,1910,""]
[null,"THGT_F200","THGT","F200","THGT_F200/4-1000-9-22 kW IE3",4,4,0,"1000-9","22 kW","IE3",{"$error":"#N/A"},{"$error":"#N/A"},{"$error":"#N/A"},{"$error":"#N/A"},{"$error":"#N/A"},"/",{"$error":"#N/A"},22,0,5891,"IF YOU NEED PRICE CONTACT SALES DEPARTMENT"]
[null,"THGT_F400","THGT","F400","THGT_F400/4-1000-9-22 kW IE3",4,4,0,"1000-9","22 kW","IE3",7379,8131,8482,7731,8622,"/","4weeks",22,0,5868,""]
[null,"THGT_F300","THGT","F300","THGT_F300/4-1000-9-7,5 kW IE3",4,4,0,"1000-9","7,5 kW","IE3",3182,3485,3837,3534,3977,"/","4weeks",7.5,0,6136,""]
[null,"THGT_F400","THGT","F400","THGT_F400/4-1000-9-7,5 kW IE3",4,4,0,"1000-9","7,5 kW","IE3",3721,4025,4377,4072,4517,"/","4weeks",7.5,0,5800,""]
[null,"THGT_F300","THGT","F300","THGT_F300/4-1120-3-11 kW STANDARD",4,4,0,"1120-3","11 kW","STANDARD",4037,4715,5495,4816,5655,"/","3weeks",11,0,1866,""]
[null,"THGT_F200","THGT","F200","THGT_F200/4-1120-3-15 kW STANDARD",4,4,0,"1120-3","15 kW","STANDARD",3638,4316,5096,4417,5256,"/","3weeks",15,0,1825,""]
[null,"THGT_F300","THGT","F300","THGT_F300/4-1120-3-15 kW STANDARD",4,4,0,"1120-3","15 kW","STANDARD",4230,4909,5688,5009,5848,"/","3weeks",15,0,1867,""]
[null,"THGT_F400","THGT","F400","THGT_F400/4-1120-3-15 kW STANDARD",4,4,0,"1120-3","15 kW","STANDARD",4743,5423,6202,5522,6361,"/","3weeks",15,0,1909,""]
[null,"THGT_F200","THGT","F200","THGT_F200/4-1120-3-18,5 kW STANDARD",4,4,0,"1120-3","18,5 kW","STANDARD",3889,4640,5420,4669,5579,"/","3weeks",18.5,0,1826,""]
[null,"THGT_F400","THGT","F400","THGT_F400/4-1120-3-18,5 kW STANDARD",4,4,0,"1120-3","18,5 kW","STANDARD",6623,7374,8153,7402,8312,"/","3weeks",18.5,0,1910,""]
[null,"THGT_F300","THGT","F300","THGT_F300/4-1120-3-4 kW IE3",4,4,0,"1120-3","4 kW","IE3",2813,3110,3889,3594,4048,"/","to be confirmed",4,0,5945,""]
[null,"THGT_F400","THGT","F400","THGT_F400/4-1120-3-4 kW STANDARD",4,4,0,"1120-3","4 kW","STANDARD",3126,3421,4202,3905,4361,"/","3weeks",4,0,1904,""]
[null,"THGT_F300","THGT","F300","THGT_F300/4-1120-3-5,5 kW STANDARD",4,4,0,"1120-3","5,5 kW","STANDARD",2960,3265,4044,3741,4204,"/","3weeks",5.5,0,1863,""]
[null,"THGT_F200","THGT","F200","THGT_F200/4-1120-3-7,5 kW STANDARD",4,4,0,"1120-3","7,5 kW","STANDARD",2741,3044,3825,3520,3984,"/","3weeks",7.5,0,1823,""]
[null,"THGT_F300","THGT","F300","THGT_F300/4-1120-3-7,5 kW IE3",4,4,0,"1120-3","7,5 kW","IE3",3333,3637,4417,4112,4576,"/","4weeks",7.5,0,6136,""]
[null,"THGT_F400","THGT","F400","THGT_F400/4-1120-3-7,5 kW IE3",4,4,0,"1120-3","7,5 kW","IE3",3873,4176,4955,4652,5116,"/","4weeks",7.5,0,5800,""]
[null,"THGT_F200","THGT","F200","THGT_F200/4-1120-6-11 kW STANDARD",4,4,0,"1120-6","11 kW","STANDARD",3325,4004,4783,4104,4944,"/","3weeks",11,0,1824,""]
[null,"THGT_F400","THGT","F400","THGT_F400/4-1120-6-11 kW STANDARD",4,4,0,"1120-6","11 kW","STANDARD",4564,5243,6022,5343,6182,"/","3weeks",11,0,1908,""]
[null,"THGT_F300","THGT","F300","THGT_F300/4-1120-6-15 kW STANDARD",4,4,0,"1120-6","15 kW","STANDARD",4341,5021,5800,5121,5960,"/","3weeks",15,0,1867,""]
[null,"THGT_F400","THGT","F400","THGT_F400/4-1120-6-15 kW IE3",4,4,0,"1120-6","15 kW","IE3",5121,5801,6580,5900,6739,"/","4weeks",15,0,6140,""]
[null,"THGT_F300","THGT","F300","THGT_F300/4-1120-6-18,5 kW IE3",4,4,0,"1120-6","18,5 kW","IE3",5933,6684,7463,6712,7623,"/","4weeks",18.5,0,5844,""]
[null,"THGT_F200","THGT","F200","THGT_F200/4-1120-6-22 kW STANDARD",4,4,0,"1120-6","22 kW","STANDARD",4416,5168,5947,5196,6106,"/","3weeks",22,0,1827,""]
[null,"THGT_F300","THGT","F300","THGT_F300/4-1120-6-22 kW STANDARD",4,4,0,"1120-6","22 kW","STANDARD",5900,6651,7430,6680,7590,"/","3weeks",22,0,1869,""]
[null,"THGT_F400","THGT","F400","THGT_F400/4-1120-6-22 kW STANDARD",4,4,0,"1120-6","22 kW","STANDARD",7169,7920,8700,7948,8859,"/","3weeks",22,0,1911,""]
[null,"THGT_F200","THGT","F200","THGT_F200/4-1120-6-30 kW IE3",4,4,0,"1120-6","30 kW","IE3",{"$error":"#N/A"},{"$error":"#N/A"},{"$error":"#N/A"},{"$error":"#N/A"},{"$error":"#N/A"},"/",{"$error":"#N/A"},30,0,6189,"IF YOU NEED PRICE CONTACT SALES DEPARTMENT"]
[null,"THGT_F400","THGT","F400","THGT_F400/4-1120-6-30 kW STANDARD",4,4,0,"1120-6","30 kW","STANDARD",8208,8959,9738,8987,9898,"/","3weeks",30,0,1912,""]
[null,"THGT_F300","THGT","F300","THGT_F300/4-1120-9-11 kW IE3",4,4,0,"1120-9","11 kW","IE3",4541,5220,5999,5320,6159,"/","4weeks",11,0,5857,""]
[null,"THGT_F400","THGT","F400","THGT_F400/4-1120-9-11 kW IE3",4,4,0,"1120-9","11 kW","IE3",4971,5651,6430,5750,6589,"/","4weeks",11,0,6300,""]
[null,"THGT_F300","THGT","F300","THGT_F300/4-1120-9-15 kW STANDARD",4,4,0,"1120-9","15 kW","STANDARD",4509,5189,5968,5288,6127,"/","3weeks",15,0,1867,""]
[null,"THGT_F200","THGT","F200","THGT_F200/4-1120-9-18,5 kW IE3",4,4,0,"1120-9","18,5 kW","IE3",{"$error":"#N/A"},{"$error":"#N/A"},{"$error":"#N/A"},{"$error":"#N/A"},{"$error":"#N/A"},"/",{"$error":"#N/A"},18.5,0,6103,"IF YOU NEED PRICE CONTACT SALES DEPARTMENT"]
[null,"THGT_F300","THGT","F300","THGT_F300/4-1120-9-18,5 kW IE3",4,4,0,"1120-9","18,5 kW","IE3",6101,6852,7631,6880,7790,"/","4weeks",18.5,0,5844,""]
[null,"THGT_F400","THGT","F400","THGT_F400/4-1120-9-18,5 kW IE3",4,4,0,"1120-9","18,5 kW","IE3",7337,8088,8868,8116,9027,"/","4weeks",18.5,0,6308,""]
[null,"THGT_F200","THGT","F200","THGT_F200/4-1120-9-22 kW IE3",4,4,0,"1120-9","22 kW","IE3",{"$error":"#N/A"},{"$error":"#N/A"},{"$error":"#N/A"},{"$error":"#N/A"},{"$error":"#N/A"},"/",{"$error":"#N/A"},22,0,5891,"IF YOU NEED PRICE CONTACT SALES DEPARTMENT"]
[null,"THGT_F400","THGT","F400","THGT_F400/4-1120-9-22 kW IE3",4,4,0,"1120-9","22 kW","IE3",7810,8562,9341,8589,9501,"/","4weeks",22,0,5868,""]
[null,"THGT_F300","THGT","F300","THGT_F300/4-1120-9-30 kW STANDARD",4,4,0,"1120-9","30 kW","STANDARD",7129,7881,8660,7908,8819,"/","3weeks",30,0,1870,""]
[null,"THGT_F400","THGT","F400","THGT_F400/4-1120-9-30 kW STANDARD",4,4,0,"1120-9","30 kW","STANDARD",8375,9127,9906,9155,10066,"/","3weeks",30,0,1912,""]
[null,"THGT_F300","THGT","F300","THGT_F300/4-1120-9-37 kW IE3",4,4,0,"1120-9","37 kW","IE3",9002,9901,10680,9781,10841,"/","4weeks",37,0,5919,""]
[null,"THGT_F200","THGT","F200","THGT_F200/4-1120-9-45 kW STANDARD",4,4,0,"1120-9","45 kW","STANDARD",6850,7748,8528,7629,8687,"/","7weeks",45,0,1830,""]
[null,"THGT_F300","THGT","F300","THGT_F300/4-1120-9-45 kW STANDARD",4,4,0,"1120-9","45 kW","STANDARD",9532,10431,11210,10311,11370,"/","4weeks",45,0,1872,""]
[null,"THGT_F400","THGT","F400","THGT_F400/4-1120-9-45 kW IE3",4,4,0,"1120-9","45 kW","IE3",11506,12405,13184,12285,13344,"/","4weeks",45,0,6037,""]
[null,"THGT_F200","THGT","F200","THGT_F200/4-1250-12-18,5 kW IE3",4,4,0,"1250-12","18,5 kW","IE3",{"$error":"#N/A"},{"$error":"#N/A"},{"$error":"#N/A"},{"$error":"#N/A"},{"$error":"#N/A"},"/",{"$error":"#N/A"},18.5,0,6103,"IF YOU NEED PRICE CONTACT SALES DEPARTMENT"]
[null,"THGT_F400","THGT","F400","THGT_F400/4-1250-12-18,5 kW IE3",4,4,0,"1250-12","18,5 kW","IE3",7525,8276,9116,8364,9275,"/","4weeks",18.5,0,6308,""]
[null,"THGT_F300","THGT","F300","THGT_F300/4-1250-12-22 kW IE3",4,4,0,"1250-12","22 kW","IE3",6655,7406,8246,7494,8406,"/","4weeks",22,0,6148,""]
[null,"THGT_F400","THGT","F400","THGT_F400/4-1250-12-22 kW IE3",4,4,0,"1250-12","22 kW","IE3",7998,8749,9589,8837,9749,"/","4weeks",22,0,5868,""]
[null,"THGT_F300","THGT","F300","THGT_F300/4-1250-12-30 kW IE3",4,4,0,"1250-12","30 kW","IE3",7823,8574,9413,8662,9573,"/","4weeks",30,0,5887,""]
[null,"THGT_F200","THGT","F200","THGT_F200/4-1250-12-37 kW IE3",4,4,0,"1250-12","37 kW","IE3",{"$error":"#N/A"},{"$error":"#N/A"},{"$error":"#N/A"},{"$error":"#N/A"},{"$error":"#N/A"},"/",{"$error":"#N/A"},37,0,5930,"IF YOU NEED PRICE CONTACT SALES DEPARTMENT"]
[null,"THGT_F300","THGT","F300","THGT_F300/4-1250-12-37 kW IE3",4,4,0,"1250-12","37 kW","IE3",9190,10089,10928,10029,11088,"/","4weeks",37,0,5919,""]
[null,"THGT_F400","THGT","F400","THGT_F400/4-1250-12-37 kW IE3",4,4,0,"1250-12","37 kW","IE3",10502,11400,12239,11340,12400,"/","4weeks",37,0,6243,""]
[null,"THGT_F200","THGT","F200","THGT_F200/4-1250-12-45 kW IE3",4,4,0,"1250-12","45 kW","IE3",{"$error":"#N/A"},{"$error":"#N/A"},{"$error":"#N/A"},{"$error":"#N/A"},{"$error":"#N/A"},"/",{"$error":"#N/A"},45,0,5881,"IF YOU NEED PRICE CONTACT SALES DEPARTMENT"]
[null,"THGT_F400","THGT","F400","THGT_F400/4-1250-12-45 kW IE3",4,4,0,"1250-12","45 kW","IE3",11694,12593,13432,12533,13592,"/","4weeks",45,0,6037,""]
[null,"THGT_F300","THGT","F300","THGT_F300/4-1250-3-11 kW IE3",4,4,0,"1250-3","11 kW","IE3",4320,5000,5840,5160,5999,"/","4weeks",11,0,5857,""]
[null,"THGT_F400","THGT","F400","THGT_F400/4-1250-3-11 kW IE3",4,4,0,"1250-3","11 kW","IE3",4752,5431,6270,5591,6430,"/","4weeks",11,0,6300,""]
[null,"THGT_F300","THGT","F300","THGT_F300/4-1250-3-15 kW STANDARD",4,4,0,"1250-3","15 kW","STANDARD",4290,4969,5808,5129,5968,"/","3weeks",15,0,1867,""]
[null,"THGT_F200","THGT","F200","THGT_F200/4-1250-3-18,5 kW STANDARD",4,4,0,"1250-3","18,5 kW","STANDARD",3948,4700,5539,4788,5699,"/","3weeks",18.5,0,1826,""]
[null,"THGT_F200","THGT","F200","THGT_F200/4-1250-3-18,5 kW IE3",4,4,0,"1250-3","18,5 kW","IE3",{"$error":"#N/A"},{"$error":"#N/A"},{"$error":"#N/A"},{"$error":"#N/A"},{"$error":"#N/A"},"/",{"$error":"#N/A"},18.5,0,6103,"IF YOU NEED PRICE CONTACT SALES DEPARTMENT"]
[null,"THGT_F400","THGT","F400","THGT_F400/4-1250-3-18,5 kW IE3",4,4,0,"1250-3","18,5 kW","IE3",7117,7868,8707,7956,8868,"/","4weeks",18.5,0,6308,""]
[null,"THGT_F200","THGT","F200","THGT_F200/4-1250-3-22 kW IE3",4,4,0,"1250-3","22 kW","IE3",{"$error":"#N/A"},{"$error":"#N/A"},{"$error":"#N/A"},{"$error":"#N/A"},{"$error":"#N/A"},"/",{"$error":"#N/A"},22,0,5891,"IF YOU NEED PRICE CONTACT SALES DEPARTMENT"]
[null,"THGT_F400","THGT","F400","THGT_F400/4-1250-3-22 kW IE3",4,4,0,"1250-3","22 kW","IE3",7591,8342,9182,8430,9341,"/","4weeks",22,0,5868,""]
[null,"THGT_F300","THGT","F300","THGT_F300/4-1250-3-30 kW IE3",4,4,0,"1250-3","30 kW","IE3",7416,8166,9005,8255,9166,"/","4weeks",30,0,5887,""]
[null,"THGT_F400","THGT","F400","THGT_F400/4-1250-3-30 kW STANDARD",4,4,0,"1250-3","30 kW","STANDARD",8156,8907,9747,8995,9906,"/","3weeks",30,0,1912,""]
[null,"THGT_F300","THGT","F300","THGT_F300/4-1250-3-7,5 kW IE3",4,4,0,"1250-3","7,5 kW","IE3",3393,3696,4536,4232,4696,"/","4weeks",7.5,0,6136,""]
[null,"THGT_F200","THGT","F200","THGT_F200/4-1250-6-15 kW STANDARD",4,4,0,"1250-6","15 kW","STANDARD",3809,4488,5327,4649,5488,"/","3weeks",15,0,1825,""]
[null,"THGT_F200","THGT","F200","THGT_F200/4-1250-6-15 kW IE3",4,4,0,"1250-6","15 kW","IE3",{"$error":"#N/A"},{"$error":"#N/A"},{"$error":"#N/A"},{"$error":"#N/A"},{"$error":"#N/A"},"/",{"$error":"#N/A"},15,0,6259,"IF YOU NEED PRICE CONTACT SALES DEPARTMENT"]
[null,"THGT_F400","THGT","F400","THGT_F400/4-1250-6-15 kW IE3",4,4,0,"1250-6","15 kW","IE3",5181,5861,6699,6020,6859,"/","4weeks",15,0,6140,""]
[null,"THGT_F200","THGT","F200","THGT_F200/4-1250-6-18,5 kW IE3",4,4,0,"1250-6","18,5 kW","IE3",{"$error":"#N/A"},{"$error":"#N/A"},{"$error":"#N/A"},{"$error":"#N/A"},{"$error":"#N/A"},"/",{"$error":"#N/A"},18.5,0,6103,"IF YOU NEED PRICE CONTACT SALES DEPARTMENT"]
[null,"THGT_F400","THGT","F400","THGT_F400/4-1250-6-18,5 kW STANDARD",4,4,0,"1250-6","18,5 kW","STANDARD",6794,7546,8385,7633,8544,"/","3weeks",18.5,0,1910,""]
[null,"THGT_F300","THGT","F300","THGT_F300/4-1250-6-22 kW IE3",4,4,0,"1250-6","22 kW","IE3",6359,7111,7950,7199,8110,"/","4weeks",22,0,6148,""]
[null,"THGT_F400","THGT","F400","THGT_F400/4-1250-6-22 kW IE3",4,4,0,"1250-6","22 kW","IE3",7703,8454,9293,8542,9453,"/","4weeks",22,0,5868,""]
[null,"THGT_F300","THGT","F300","THGT_F300/4-1250-6-30 kW IE3",4,4,0,"1250-6","30 kW","IE3",7527,8279,9118,8367,9277,"/","4weeks",30,0,5887,""]
[null,"THGT_F200","THGT","F200","THGT_F200/4-1250-6-37 kW IE3",4,4,0,"1250-6","37 kW","IE3",{"$error":"#N/A"},{"$error":"#N/A"},{"$error":"#N/A"},{"$error":"#N/A"},{"$error":"#N/A"},"/",{"$error":"#N/A"},37,0,5930,"IF YOU NEED PRICE CONTACT SALES DEPARTMENT"]
[null,"THGT_F200","THGT","F200","THGT_F200/4-1250-6-37 kW STANDARD",4,4,0,"1250-6","37 kW","STANDARD",5890,6789,7628,6729,7787,"/","to be confirmed",37,0,1829,""]
[null,"THGT_F400","THGT","F400","THGT_F400/4-1250-6-37 kW STANDARD",4,4,0,"1250-6","37 kW","STANDARD",9667,10566,11405,10506,11564,"/","3weeks",37,0,1913,""]
[null,"THGT_F200","THGT","F200","THGT_F200/4-1250-6-45 kW STANDARD",4,4,0,"1250-6","45 kW","STANDARD",6741,7640,8479,7580,8640,"/","7weeks",45,0,1830,""]
[null,"THGT_F400","THGT","F400","THGT_F400/4-1250-6-45 kW STANDARD",4,4,0,"1250-6","45 kW","STANDARD",10781,11680,12520,11620,12679,"/","4weeks",45,0,1914,""]
[null,"THGT_F300","THGT","F300","THGT_F300/4-1250-9-15 kW IE3",4,4,0,"1250-9","15 kW","IE3",4813,5492,6332,5653,6492,"/","4weeks",15,0,6239,""]
[null,"THGT_F200","THGT","F200","THGT_F200/4-1250-9-18,5 kW IE3",4,4,0,"1250-9","18,5 kW","IE3",{"$error":"#N/A"},{"$error":"#N/A"},{"$error":"#N/A"},{"$error":"#N/A"},{"$error":"#N/A"},"/",{"$error":"#N/A"},18.5,0,6103,"IF YOU NEED PRICE CONTACT SALES DEPARTMENT"]
[null,"THGT_F300","THGT","F300","THGT_F300/4-1250-9-18,5 kW IE3",4,4,0,"1250-9","18,5 kW","IE3",6161,6912,7751,7000,7911,"/","4weeks",18.5,0,5844,""]
[null,"THGT_F200","THGT","F200","THGT_F200/4-1250-9-22 kW STANDARD",4,4,0,"1250-9","22 kW","STANDARD",4644,5395,6234,5484,6394,"/","3weeks",22,0,1827,""]
[null,"THGT_F200","THGT","F200","THGT_F200/4-1250-9-22 kW IE3",4,4,0,"1250-9","22 kW","IE3",{"$error":"#N/A"},{"$error":"#N/A"},{"$error":"#N/A"},{"$error":"#N/A"},{"$error":"#N/A"},"/",{"$error":"#N/A"},22,0,5891,"IF YOU NEED PRICE CONTACT SALES DEPARTMENT"]
[null,"THGT_F400","THGT","F400","THGT_F400/4-1250-9-22 kW IE3",4,4,0,"1250-9","22 kW","IE3",7870,8622,9461,8710,9621,"/","4weeks",22,0,5868,""]
[null,"THGT_F200","THGT","F200","THGT_F200/4-1250-9-30 kW STANDARD",4,4,0,"1250-9","30 kW","STANDARD",5384,6135,6975,6223,7134,"/","3weeks",30,0,1828,""]
[null,"THGT_F400","THGT","F400","THGT_F400/4-1250-9-30 kW IE3",4,4,0,"1250-9","30 kW","IE3",9003,9754,10593,9842,10754,"/","4weeks",30,0,6266,""]
[null,"THGT_F300","THGT","F300","THGT_F300/4-1250-9-37 kW IE3",4,4,0,"1250-9","37 kW","IE3",9062,9961,10801,9901,10960,"/","4weeks",37,0,5919,""]
[null,"THGT_F200","THGT","F200","THGT_F200/4-1250-9-45 kW STANDARD",4,4,0,"1250-9","45 kW","STANDARD",6909,7808,8647,7748,8807,"/","7weeks",45,0,1830,""]
[null,"THGT_F300","THGT","F300","THGT_F300/4-1250-9-45 kW STANDARD",4,4,0,"1250-9","45 kW","STANDARD",9592,10491,11330,10431,11490,"/","4weeks",45,0,1872,""]
[null,"THGT_F200","THGT","F200","THGT_F200/4-1409-12-110 kW STANDARD",4,4,0,"1409-12","110 kW","STANDARD","/",20125,21302,"/",22472,"/","7weeks",110,0,6031,""]
[null,"THGT_F200","THGT","F200","THGT_F200/4-1409-12-110 kW IE3",4,4,0,"1409-12","110 kW","IE3","/",21354,22532,"/",23702,"/","7weeks",110,0,6044,""]
[null,"THGT_F400","THGT","F400","THGT_F400/4-1409-12-110 kW STANDARD",4,4,0,"1409-12","110 kW","STANDARD","/",27648,28826,"/",29996,"/","7weeks",110,0,4242,""]
[null,"THGT_F300","THGT","F300","THGT_F300/4-1409-12-132 kW IE3",4,4,0,"1409-12","132 kW","IE3","/",28424,29601,"/",30771,"/","7weeks",132,0,5789,""]
[null,"THGT_F400","THGT","F400","THGT_F400/4-1409-12-132 kW IE3",4,4,0,"1409-12","132 kW","IE3","/",33294,34472,"/",35642,"/","7weeks",132,0,6121,""]
[null,"THGT_F300","THGT","F300","THGT_F300/4-1409-12-160 kW STANDARD",4,4,0,"1409-12","160 kW","STANDARD","/",29111,30289,"/",31458,"/","7weeks",160,0,6016,""]
[null,"THGT_F200","THGT","F200","THGT_F200/4-1409-12-55 kW IE3",4,4,0,"1409-12","55 kW","IE3","/",14816,15994,"/",17164,"/","7weeks",55,0,6166,""]
[null,"THGT_F300","THGT","F300","THGT_F300/4-1409-12-55 kW IE3",4,4,0,"1409-12","55 kW","IE3","/",17401,18578,"/",19748,"/","7weeks",55,0,5831,""]
[null,"THGT_F200","THGT","F200","THGT_F200/4-1409-12-75 kW STANDARD",4,4,0,"1409-12","75 kW","STANDARD","/",17588,18765,"/",19935,"/","7weeks",75,0,5827,""]
[null,"THGT_F200","THGT","F200","THGT_F200/4-1409-12-75 kW IE3",4,4,0,"1409-12","75 kW","IE3","/",18590,19767,"/",20936,"/","7weeks",75,0,6292,""]
[null,"THGT_F400","THGT","F400","THGT_F400/4-1409-12-75 kW IE3",4,4,0,"1409-12","75 kW","IE3","/",25068,26246,"/",27415,"/","7weeks",75,0,6094,""]
[null,"THGT_F300","THGT","F300","THGT_F300/4-1409-12-90 kW STANDARD",4,4,0,"1409-12","90 kW","STANDARD","/",21734,22911,"/",24081,"/","7weeks",90,0,5996,""]
[null,"THGT_F400","THGT","F400","THGT_F400/4-1409-12-90 kW IE3",4,4,0,"1409-12","90 kW","IE3","/",25793,26970,"/",28139,"/","7weeks",90,0,6145,""]
[null,"THGT_F300","THGT","F300","THGT_F300/4-1409-3-18,5 kW STANDARD",4,4,0,"1409-3","18,5 kW","STANDARD",8245,8622,9422,9800,10970,"/","3weeks",18.5,0,1868,""]
[null,"THGT_F200","THGT","F200","THGT_F200/4-1409-3-22 kW IE3",4,4,0,"1409-3","22 kW","IE3",{"$error":"#N/A"},{"$error":"#N/A"},{"$error":"#N/A"},{"$error":"#N/A"},{"$error":"#N/A"},"/",{"$error":"#N/A"},22,0,5891,"IF YOU NEED PRICE CONTACT SALES DEPARTMENT"]
[null,"THGT_F300","THGT","F300","THGT_F300/4-1409-3-22 kW IE3",4,4,0,"1409-3","22 kW","IE3",8937,9315,10115,10492,11662,"/","4weeks",22,0,6148,""]
[null,"THGT_F200","THGT","F200","THGT_F200/4-1409-3-30 kW IE3",4,4,0,"1409-3","30 kW","IE3",{"$error":"#N/A"},{"$error":"#N/A"},{"$error":"#N/A"},{"$error":"#N/A"},{"$error":"#N/A"},"/",{"$error":"#N/A"},30,0,6189,"IF YOU NEED PRICE CONTACT SALES DEPARTMENT"]
[null,"THGT_F200","THGT","F200","THGT_F200/4-1409-3-30 kW STANDARD",4,4,0,"1409-3","30 kW","STANDARD",7858,8235,9035,9413,10582,"/","3weeks",30,0,1828,""]
[null,"THGT_F400","THGT","F400","THGT_F400/4-1409-3-30 kW IE3",4,4,0,"1409-3","30 kW","IE3",11275,11652,12452,12830,13999,"/","4weeks",30,0,6266,""]
[null,"THGT_F300","THGT","F300","THGT_F300/4-1409-3-37 kW STANDARD",4,4,0,"1409-3","37 kW","STANDARD",10846,11223,12024,12401,13571,"/","3weeks",37,0,1871,""]
[null,"THGT_F400","THGT","F400","THGT_F400/4-1409-3-37 kW STANDARD",4,4,0,"1409-3","37 kW","STANDARD",12060,12438,13238,13615,14784,"/","3weeks",37,0,1913,""]
[null,"THGT_F300","THGT","F300","THGT_F300/4-1409-3-45 kW IE3",4,4,0,"1409-3","45 kW","IE3",12395,12772,13573,13950,15119,"/","4weeks",45,0,5882,""]
[null,"THGT_F200","THGT","F200","THGT_F200/4-1409-3-55 kW IE3",4,4,0,"1409-3","55 kW","IE3","/",13518,14696,"/",15865,"/","7weeks",55,0,6166,""]
[null,"THGT_F300","THGT","F300","THGT_F300/4-1409-3-55 kW IE3",4,4,0,"1409-3","55 kW","IE3","/",16103,17280,"/",18450,"/","7weeks",55,0,5831,""]
[null,"THGT_F400","THGT","F400","THGT_F400/4-1409-3-55 kW IE3",4,4,0,"1409-3","55 kW","IE3","/",18224,19402,"/",20572,"/","7weeks",55,0,6039,""]
[null,"THGT_F200","THGT","F200","THGT_F200/4-1409-3-75 kW IE3",4,4,0,"1409-3","75 kW","IE3","/",17291,18469,"/",19639,"/","7weeks",75,0,6292,""]
[null,"THGT_F400","THGT","F400","THGT_F400/4-1409-3-75 kW STANDARD",4,4,0,"1409-3","75 kW","STANDARD","/",22553,23730,"/",24900,"/","7weeks",75,0,4240,""]
[null,"THGT_F300","THGT","F300","THGT_F300/4-1409-6-110 kW STANDARD",4,4,0,"1409-6","110 kW","STANDARD","/",22774,23951,"/",25121,"/","7weeks",110,0,6144,""]
[null,"THGT_F400","THGT","F400","THGT_F400/4-1409-6-110 kW IE3",4,4,0,"1409-6","110 kW","IE3","/",28263,29441,"/",30611,"/","7weeks",110,0,5880,""]
[null,"THGT_F300","THGT","F300","THGT_F300/4-1409-6-132 kW IE3",4,4,0,"1409-6","132 kW","IE3","/",27556,28734,"/",29903,"/","7weeks",132,0,5789,""]
[null,"THGT_F200","THGT","F200","THGT_F200/4-1409-6-30 kW IE3",4,4,0,"1409-6","30 kW","IE3",{"$error":"#N/A"},{"$error":"#N/A"},{"$error":"#N/A"},{"$error":"#N/A"},{"$error":"#N/A"},"/",{"$error":"#N/A"},30,0,6189,"IF YOU NEED PRICE CONTACT SALES DEPARTMENT"]
[null,"THGT_F300","THGT","F300","THGT_F300/4-1409-6-30 kW STANDARD",4,4,0,"1409-6","30 kW","STANDARD",9992,10369,11169,11547,12717,"/","3weeks",30,0,1870,""]
[null,"THGT_F400","THGT","F400","THGT_F400/4-1409-6-30 kW STANDARD",4,4,0,"1409-6","30 kW","STANDARD",11169,11546,12346,12724,13894,"/","3weeks",30,0,1912,""]
[null,"THGT_F200","THGT","F200","THGT_F200/4-1409-6-37 kW IE3",4,4,0,"1409-6","37 kW","IE3",{"$error":"#N/A"},{"$error":"#N/A"},{"$error":"#N/A"},{"$error":"#N/A"},{"$error":"#N/A"},"/",{"$error":"#N/A"},37,0,5930,"IF YOU NEED PRICE CONTACT SALES DEPARTMENT"]
[null,"THGT_F400","THGT","F400","THGT_F400/4-1409-6-37 kW STANDARD",4,4,0,"1409-6","37 kW","STANDARD",12490,12867,13668,14045,15215,"/","3weeks",37,0,1913,""]
[null,"THGT_F300","THGT","F300","THGT_F300/4-1409-6-45 kW STANDARD",4,4,0,"1409-6","45 kW","STANDARD",12261,12638,13438,13816,14986,"/","4weeks",45,0,1872,""]
[null,"THGT_F400","THGT","F400","THGT_F400/4-1409-6-45 kW IE3",4,4,0,"1409-6","45 kW","IE3",14125,14503,15303,15680,16850,"/","4weeks",45,0,6037,""]
[null,"THGT_F300","THGT","F300","THGT_F300/4-1409-6-55 kW STANDARD",4,4,0,"1409-6","55 kW","STANDARD","/",15723,16900,"/",18070,"/","7weeks",55,0,5819,""]
[null,"THGT_F200","THGT","F200","THGT_F200/4-1409-6-75 kW STANDARD",4,4,0,"1409-6","75 kW","STANDARD","/",16720,17898,"/",19067,"/","7weeks",75,0,5827,""]
[null,"THGT_F300","THGT","F300","THGT_F300/4-1409-6-75 kW IE3",4,4,0,"1409-6","75 kW","IE3","/",21471,22649,"/",23819,"/","7weeks",75,0,6003,""]
[null,"THGT_F400","THGT","F400","THGT_F400/4-1409-6-75 kW IE3",4,4,0,"1409-6","75 kW","IE3","/",24201,25378,"/",26548,"/","7weeks",75,0,6094,""]
[null,"THGT_F200","THGT","F200","THGT_F200/4-1409-6-90 kW STANDARD",4,4,0,"1409-6","90 kW","STANDARD","/",17157,18335,"/",19504,"/","7weeks",90,0,6110,""]
[null,"THGT_F400","THGT","F400","THGT_F400/4-1409-6-90 kW STANDARD",4,4,0,"1409-6","90 kW","STANDARD","/",23622,24799,"/",25969,"/","7weeks",90,0,4241,""]
[null,"THGT_F300","THGT","F300","THGT_F300/4-1409-9-110 kW IE3",4,4,0,"1409-9","110 kW","IE3","/",24582,25760,"/",26930,"/","7weeks",110,0,5951,""]
[null,"THGT_F400","THGT","F400","THGT_F400/4-1409-9-110 kW IE3",4,4,0,"1409-9","110 kW","IE3","/",28698,29875,"/",31045,"/","7weeks",110,0,5880,""]
[null,"THGT_F300","THGT","F300","THGT_F300/4-1409-9-132 kW STANDARD",4,4,0,"1409-9","132 kW","STANDARD","/",26363,27540,"/",28710,"/","7weeks",132,0,5954,""]
[null,"THGT_F200","THGT","F200","THGT_F200/4-1409-9-160 kW IE3",4,4,0,"1409-9","160 kW","IE3","/",{"$error":"#N/A"},{"$error":"#N/A"},"/",{"$error":"#N/A"},"/",{"$error":"#N/A"},160,0,5783,"IF YOU NEED PRICE CONTACT SALES DEPARTMENT"]
[null,"THGT_F300","THGT","F300","THGT_F300/4-1409-9-160 kW IE3",4,4,0,"1409-9","160 kW","IE3","/",30489,31666,"/",32836,"/","7weeks",160,0,6139,""]
[null,"THGT_F400","THGT","F400","THGT_F400/4-1409-9-160 kW STANDARD",4,4,0,"1409-9","160 kW","STANDARD","/",33973,35151,"/",36321,"/","7weeks",160,0,4244,""]
[null,"THGT_F200","THGT","F200","THGT_F200/4-1409-9-45 kW STANDARD",4,4,0,"1409-9","45 kW","STANDARD",10162,10539,11339,11716,12886,"/","7weeks",45,0,1830,""]
[null,"THGT_F400","THGT","F400","THGT_F400/4-1409-9-45 kW IE3",4,4,0,"1409-9","45 kW","IE3",14560,14937,15737,16115,17283,"/","4weeks",45,0,6037,""]
[null,"THGT_F300","THGT","F300","THGT_F300/4-1409-9-55 kW STANDARD",4,4,0,"1409-9","55 kW","STANDARD","/",16157,17334,"/",18504,"/","7weeks",55,0,5819,""]
[null,"THGT_F400","THGT","F400","THGT_F400/4-1409-9-55 kW STANDARD",4,4,0,"1409-9","55 kW","STANDARD","/",18234,19412,"/",20582,"/","7weeks",55,0,4239,""]
[null,"THGT_F300","THGT","F300","THGT_F300/4-1409-9-75 kW STANDARD",4,4,0,"1409-9","75 kW","STANDARD","/",20729,21907,"/",23076,"/","7weeks",75,0,5980,""]
[null,"THGT_F400","THGT","F400","THGT_F400/4-1409-9-75 kW STANDARD",4,4,0,"1409-9","75 kW","STANDARD","/",23417,24595,"/",25764,"/","7weeks",75,0,4240,""]
[null,"THGT_F300","THGT","F300","THGT_F300/4-1409-9-90 kW STANDARD",4,4,0,"1409-9","90 kW","STANDARD","/",21301,22478,"/",23648,"/","7weeks",90,0,5996,""]
[null,"THGT_F300","THGT","F300","THGT_F300/4-1409-9-90 kW IE3",4,4,0,"1409-9","90 kW","IE3","/",22522,23700,"/",24870,"/","7weeks",90,0,6298,""]
[null,"THGT_F200","THGT","F200","THGT_F200/4-1609-12-110 kW IE3",4,4,0,"1609-12","110 kW","IE3","/",21743,23072,"/",24392,"/","7weeks",110,0,6044,""]
[null,"THGT_F400","THGT","F400","THGT_F400/4-1609-12-110 kW STANDARD",4,4,0,"1609-12","110 kW","STANDARD","/",28038,29366,"/",30687,"/","7weeks",110,0,4242,""]
[null,"THGT_F200","THGT","F200","THGT_F200/4-1609-12-132 kW STANDARD",4,4,0,"1609-12","132 kW","STANDARD","/",23020,24348,"/",25669,"/","7weeks",132,0,6218,""]
[null,"THGT_F400","THGT","F400","THGT_F400/4-1609-12-132 kW IE3",4,4,0,"1609-12","132 kW","IE3","/",33683,35012,"/",36333,"/","7weeks",132,0,6121,""]
[null,"THGT_F300","THGT","F300","THGT_F300/4-1609-12-160 kW STANDARD",4,4,0,"1609-12","160 kW","STANDARD","/",29499,30828,"/",32149,"/","7weeks",160,0,6016,""]
[null,"THGT_F400","THGT","F400","THGT_F400/4-1609-12-160 kW IE3",4,4,0,"1609-12","160 kW","IE3","/",36753,38081,"/",39402,"/","7weeks",160,0,6149,""]
[null,"THGT_F300","THGT","F300","THGT_F300/4-1609-12-75 kW STANDARD",4,4,0,"1609-12","75 kW","STANDARD","/",21552,22880,"/",24201,"/","7weeks",75,0,5980,""]
[null,"THGT_F300","THGT","F300","THGT_F300/4-1609-12-75 kW IE3",4,4,0,"1609-12","75 kW","IE3","/",22728,24056,"/",25377,"/","7weeks",75,0,6003,""]
[null,"THGT_F200","THGT","F200","THGT_F200/4-1609-12-90 kW IE3",4,4,0,"1609-12","90 kW","IE3","/",19454,20783,"/",22104,"/","7weeks",90,0,6108,""]
[null,"THGT_F400","THGT","F400","THGT_F400/4-1609-12-90 kW STANDARD",4,4,0,"1609-12","90 kW","STANDARD","/",24878,26207,"/",27528,"/","7weeks",90,0,4241,""]
[null,"THGT_F200","THGT","F200","THGT_F200/4-1609-3-110 kW IE3",4,4,0,"1609-3","110 kW","IE3","/",20445,21773,"/",23094,"/","7weeks",110,0,6044,""]
[null,"THGT_F400","THGT","F400","THGT_F400/4-1609-3-110 kW STANDARD",4,4,0,"1609-3","110 kW","STANDARD","/",26739,28068,"/",29389,"/","7weeks",110,0,4242,""]
[null,"THGT_F300","THGT","F300","THGT_F300/4-1609-3-132 kW IE3",4,4,0,"1609-3","132 kW","IE3","/",27515,28843,"/",30164,"/","7weeks",132,0,5789,""]
[null,"THGT_F400","THGT","F400","THGT_F400/4-1609-3-132 kW STANDARD",4,4,0,"1609-3","132 kW","STANDARD","/",30629,31958,"/",33279,"/","7weeks",132,0,4243,""]
[null,"THGT_F300","THGT","F300","THGT_F300/4-1609-3-37 kW STANDARD",4,4,0,"1609-3","37 kW","STANDARD",11234,11612,12564,12941,14262,"/","3weeks",37,0,1871,""]
[null,"THGT_F300","THGT","F300","THGT_F300/4-1609-3-37 kW IE3",4,4,0,"1609-3","37 kW","IE3",11720,12096,13048,13426,14747,"/","4weeks",37,0,5919,""]
[null,"THGT_F200","THGT","F200","THGT_F200/4-1609-3-45 kW IE3",4,4,0,"1609-3","45 kW","IE3",{"$error":"#N/A"},{"$error":"#N/A"},{"$error":"#N/A"},{"$error":"#N/A"},{"$error":"#N/A"},"/",{"$error":"#N/A"},45,0,5881,"IF YOU NEED PRICE CONTACT SALES DEPARTMENT"]
[null,"THGT_F400","THGT","F400","THGT_F400/4-1609-3-45 kW IE3",4,4,0,"1609-3","45 kW","IE3",14084,14461,15412,15790,17111,"/","4weeks",45,0,6037,""]
[null,"THGT_F200","THGT","F200","THGT_F200/4-1609-3-55 kW STANDARD",4,4,0,"1609-3","55 kW","STANDARD","/",13217,14545,"/",15866,"/","7weeks",55,0,6305,""]
[null,"THGT_F400","THGT","F400","THGT_F400/4-1609-3-55 kW IE3",4,4,0,"1609-3","55 kW","IE3","/",18613,19942,"/",21263,"/","7weeks",55,0,6039,""]
[null,"THGT_F300","THGT","F300","THGT_F300/4-1609-3-75 kW STANDARD",4,4,0,"1609-3","75 kW","STANDARD","/",20253,21582,"/",22903,"/","7weeks",75,0,5980,""]
[null,"THGT_F400","THGT","F400","THGT_F400/4-1609-3-75 kW IE3",4,4,0,"1609-3","75 kW","IE3","/",24159,25487,"/",26808,"/","7weeks",75,0,6094,""]
[null,"THGT_F200","THGT","F200","THGT_F200/4-1609-3-90 kW IE3",4,4,0,"1609-3","90 kW","IE3","/",18156,19485,"/",20806,"/","7weeks",90,0,6108,""]
[null,"THGT_F300","THGT","F300","THGT_F300/4-1609-3-90 kW IE3",4,4,0,"1609-3","90 kW","IE3","/",22047,23376,"/",24696,"/","7weeks",90,0,6298,""]
[null,"THGT_F200","THGT","F200","THGT_F200/4-1609-6-110 kW STANDARD",4,4,0,"1609-6","110 kW","STANDARD","/",19646,20974,"/",22295,"/","7weeks",110,0,6031,""]
[null,"THGT_F400","THGT","F400","THGT_F400/4-1609-6-110 kW IE3",4,4,0,"1609-6","110 kW","IE3","/",28653,29981,"/",31302,"/","7weeks",110,0,5880,""]
[null,"THGT_F200","THGT","F200","THGT_F200/4-1609-6-132 kW STANDARD",4,4,0,"1609-6","132 kW","STANDARD","/",22152,23481,"/",24801,"/","7weeks",132,0,6218,""]
[null,"THGT_F400","THGT","F400","THGT_F400/4-1609-6-132 kW STANDARD",4,4,0,"1609-6","132 kW","STANDARD","/",31059,32388,"/",33709,"/","7weeks",132,0,4243,""]
[null,"THGT_F300","THGT","F300","THGT_F300/4-1609-6-160 kW STANDARD",4,4,0,"1609-6","160 kW","STANDARD","/",28632,29960,"/",31281,"/","7weeks",160,0,6016,""]
[null,"THGT_F400","THGT","F400","THGT_F400/4-1609-6-160 kW IE3",4,4,0,"1609-6","160 kW","IE3","/",35884,37214,"/",38534,"/","7weeks",160,0,6149,""]
[null,"THGT_F200","THGT","F200","THGT_F200/4-1609-6-55 kW IE3",4,4,0,"1609-6","55 kW","IE3","/",14337,15665,"/",16986,"/","7weeks",55,0,6166,""]
[null,"THGT_F300","THGT","F300","THGT_F300/4-1609-6-55 kW IE3",4,4,0,"1609-6","55 kW","IE3","/",16922,18251,"/",19571,"/","7weeks",55,0,5831,""]
[null,"THGT_F200","THGT","F200","THGT_F200/4-1609-6-75 kW STANDARD",4,4,0,"1609-6","75 kW","STANDARD","/",17108,18437,"/",19758,"/","7weeks",75,0,5827,""]
[null,"THGT_F400","THGT","F400","THGT_F400/4-1609-6-75 kW STANDARD",4,4,0,"1609-6","75 kW","STANDARD","/",23371,24701,"/",26022,"/","7weeks",75,0,4240,""]
[null,"THGT_F200","THGT","F200","THGT_F200/4-1609-6-90 kW IE3",4,4,0,"1609-6","90 kW","IE3","/",18587,19915,"/",21236,"/","7weeks",90,0,6108,""]
[null,"THGT_F400","THGT","F400","THGT_F400/4-1609-6-90 kW STANDARD",4,4,0,"1609-6","90 kW","STANDARD","/",24011,25339,"/",26660,"/","7weeks",90,0,4241,""]
[null,"THGT_F300","THGT","F300","THGT_F300/4-1609-9-110 kW STANDARD",4,4,0,"1609-9","110 kW","STANDARD","/",23596,24924,"/",26245,"/","7weeks",110,0,6144,""]
[null,"THGT_F400","THGT","F400","THGT_F400/4-1609-9-110 kW STANDARD",4,4,0,"1609-9","110 kW","STANDARD","/",27603,28932,"/",30253,"/","7weeks",110,0,4242,""]
[null,"THGT_F200","THGT","F200","THGT_F200/4-1609-9-132 kW IE3",4,4,0,"1609-9","132 kW","IE3","/",24041,25370,"/",26690,"/","7weeks",132,0,6024,""]
[null,"THGT_F300","THGT","F300","THGT_F300/4-1609-9-132 kW STANDARD",4,4,0,"1609-9","132 kW","STANDARD","/",26751,28080,"/",29400,"/","7weeks",132,0,5954,""]
[null,"THGT_F200","THGT","F200","THGT_F200/4-1609-9-160 kW IE3",4,4,0,"1609-9","160 kW","IE3","/",{"$error":"#N/A"},{"$error":"#N/A"},"/",{"$error":"#N/A"},"/",{"$error":"#N/A"},160,0,5783,"IF YOU NEED PRICE CONTACT SALES DEPARTMENT"]
[null,"THGT_F400","THGT","F400","THGT_F400/4-1609-9-160 kW STANDARD",4,4,0,"1609-9","160 kW","STANDARD","/",34363,35691,"/",37012,"/","7weeks",160,0,4244,""]
[null,"THGT_F200","THGT","F200","THGT_F200/4-1609-9-75 kW IE3",4,4,0,"1609-9","75 kW","IE3","/",18543,19873,"/",21194,"/","7weeks",75,0,6292,""]
[null,"THGT_F400","THGT","F400","THGT_F400/4-1609-9-75 kW STANDARD",4,4,0,"1609-9","75 kW","STANDARD","/",23806,25134,"/",26455,"/","7weeks",75,0,4240,""]
[null,"THGT_F300","THGT","F300","THGT_F300/4-1609-9-90 kW STANDARD",4,4,0,"1609-9","90 kW","STANDARD","/",21689,23018,"/",24338,"/","7weeks",90,0,5996,""]
[null,"THGT_F400","THGT","F400","THGT_F400/4-1609-9-90 kW IE3",4,4,0,"1609-9","90 kW","IE3","/",25748,27076,"/",28397,"/","7weeks",90,0,6145,""]
[null,"THGT_F200","THGT","F200","THGT_F200/4-400-6-0,25 kW STANDARD",4,4,0,"400-6","0,25 kW","STANDARD",698,938,1018,779,1118,"/","3weeks",0.25,0,4153,""]
[null,"THGT_F200","THGT","F200","THGT_F200/4-450-6-0,25 kW STANDARD",4,4,0,"450-6","0,25 kW","STANDARD",718,958,1046,806,1146,"/","3weeks",0.25,0,4153,""]
[null,"THGT_F200","THGT","F200","THGT_F200/4-450-6-0,37 kW STANDARD",4,4,0,"450-6","0,37 kW","STANDARD",724,964,1053,812,1152,"/","3weeks",0.37,0,4154,""]
[null,"THGT_F300","THGT","F300","THGT_F300/4-450-6-0,55 kW STANDARD",4,4,0,"450-6","0,55 kW","STANDARD",924,1164,1252,1013,1352,"/","3weeks",0.55000000000000004,0,6068,""]
[null,"THGT_F400","THGT","F400","THGT_F400/4-450-6-0,55 kW STANDARD",4,4,0,"450-6","0,55 kW","STANDARD",1243,1482,1570,1331,1670,"/","3weeks",0.55000000000000004,0,1898,""]
[null,"THGT_F400","THGT","F400","THGT_F400/4-500-6-0,55 kW STANDARD",4,4,0,"500-6","0,55 kW","STANDARD",1267,1506,1598,1358,1698,"/","3weeks",0.55000000000000004,0,5928,""]
[null,"THGT_F200","THGT","F200","THGT_F200/4-500-6-0,75 kW STANDARD",4,4,0,"500-6","0,75 kW","STANDARD",821,1060,1151,912,1252,"/","3weeks",0.75,0,1816,""]
[null,"THGT_F400","THGT","F400","THGT_F400/4-500-6-0,75 kW IE3",4,4,0,"500-6","0,75 kW","IE3",1367,1607,1698,1459,1798,"/","to be confirmed",0.75,0,5981,""]
[null,"THGT_F400","THGT","F400","THGT_F400/4-500-6-0,75 kW STANDARD",4,4,0,"500-6","0,75 kW","STANDARD",1294,1533,1626,1386,1726,"/","3weeks",0.75,0,1899,""]
[null,"THGT_F300","THGT","F300","THGT_F300/4-500-6-1,1 kW IE3",4,4,0,"500-6","1,1 kW","IE3",1028,1268,1360,1120,1460,"/","to be confirmed",1.1000000000000001,0,5856,""]
[null,"THGT_F200","THGT","F200","THGT_F200/4-560-6-0,55 kW STANDARD",4,4,0,"560-6","0,55 kW","STANDARD",884,1123,1220,979,1319,"/","3weeks",0.55000000000000004,0,1815,""]
[null,"THGT_F400","THGT","F400","THGT_F400/4-560-6-0,55 kW STANDARD",4,4,0,"560-6","0,55 kW","STANDARD",1367,1606,1701,1462,1802,"/","3weeks",0.55000000000000004,0,5928,""]
[null,"THGT_F200","THGT","F200","THGT_F200/4-560-6-0,75 kW STANDARD",4,4,0,"560-6","0,75 kW","STANDARD",920,1160,1255,1016,1356,"/","3weeks",0.75,0,1816,""]
[null,"THGT_F400","THGT","F400","THGT_F400/4-560-6-0,75 kW IE3",4,4,0,"560-6","0,75 kW","IE3",1466,1707,1802,1563,1902,"/","to be confirmed",0.75,0,5981,""]
[null,"THGT_F300","THGT","F300","THGT_F300/4-560-6-1,1 kW STANDARD",4,4,0,"560-6","1,1 kW","STANDARD",1082,1322,1418,1179,1518,"/","3weeks",1.1000000000000001,0,1858,""]
[null,"THGT_F400","THGT","F400","THGT_F400/4-560-6-1,1 kW IE3",4,4,0,"560-6","1,1 kW","IE3",1475,1715,1811,1571,1910,"/","to be confirmed",1.1000000000000001,0,6190,""]
[null,"THGT_F200","THGT","F200","THGT_F200/4-560-6-1,5 kW STANDARD",4,4,0,"560-6","1,5 kW","STANDARD",1006,1247,1342,1103,1442,"/","3weeks",1.5,0,1818,""]
[null,"THGT_F300","THGT","F300","THGT_F300/4-560-6-1,5 kW STANDARD",4,4,0,"560-6","1,5 kW","STANDARD",1108,1349,1444,1205,1544,"/","3weeks",1.5,0,1859,""]
[null,"THGT_F200","THGT","F200","THGT_F200/4-560-6-2,2 kW IE3",4,4,0,"560-6","2,2 kW","IE3",{"$error":"#N/A"},{"$error":"#N/A"},{"$error":"#N/A"},{"$error":"#N/A"},{"$error":"#N/A"},"/",{"$error":"#N/A"},2.2000000000000002,0,6127,"IF YOU NEED PRICE CONTACT SALES DEPARTMENT"]
[null,"THGT_F400","THGT","F400","THGT_F400/4-560-6-2,2 kW IE3",4,4,0,"560-6","2,2 kW","IE3",1811,2050,2146,1906,2246,"/","to be confirmed",2.2000000000000002,0,6049,""]
[null,"THGT_F200","THGT","F200","THGT_F200/4-630-6-0,75 kW STANDARD",4,4,0,"630-6","0,75 kW","STANDARD",992,1231,1332,1091,1432,"/","3weeks",0.75,0,1816,""]
[null,"THGT_F400","THGT","F400","THGT_F400/4-630-6-0,75 kW STANDARD",4,4,0,"630-6","0,75 kW","STANDARD",1466,1706,1805,1566,1905,"/","3weeks",0.75,0,1899,""]
[null,"THGT_F300","THGT","F300","THGT_F300/4-630-6-1,1 kW IE3",4,4,0,"630-6","1,1 kW","IE3",1200,1440,1540,1300,1640,"/","to be confirmed",1.1000000000000001,0,5856,""]
[null,"THGT_F300","THGT","F300","THGT_F300/4-630-6-1,1 kW STANDARD",4,4,0,"630-6","1,1 kW","STANDARD",1154,1394,1495,1254,1594,"/","3weeks",1.1000000000000001,0,1858,""]
[null,"THGT_F200","THGT","F200","THGT_F200/4-630-6-1,5 kW IE3",4,4,0,"630-6","1,5 kW","IE3",{"$error":"#N/A"},{"$error":"#N/A"},{"$error":"#N/A"},{"$error":"#N/A"},{"$error":"#N/A"},"/",{"$error":"#N/A"},1.5,0,5830,"IF YOU NEED PRICE CONTACT SALES DEPARTMENT"]
[null,"THGT_F300","THGT","F300","THGT_F300/4-630-6-1,5 kW IE3",4,4,0,"630-6","1,5 kW","IE3",1229,1468,1569,1329,1669,"/","to be confirmed",1.5,0,5864,""]
[null,"THGT_F200","THGT","F200","THGT_F200/4-630-6-2,2 kW STANDARD",4,4,0,"630-6","2,2 kW","STANDARD",1154,1394,1494,1254,1594,"/","3weeks",2.2000000000000002,0,1819,""]
[null,"THGT_F400","THGT","F400","THGT_F400/4-630-6-2,2 kW IE3",4,4,0,"630-6","2,2 kW","IE3",1882,2121,2222,1982,2322,"/","to be confirmed",2.2000000000000002,0,6049,""]
[null,"THGT_F200","THGT","F200","THGT_F200/4-630-6-3 kW STANDARD",4,4,0,"630-6","3 kW","STANDARD",1236,1531,1632,1336,1732,"/","3weeks",3,0,1820,""]
[null,"THGT_F400","THGT","F400","THGT_F400/4-630-6-3 kW IE3",4,4,0,"630-6","3 kW","IE3",2187,2483,2582,2287,2682,"/","to be confirmed",3,0,6090,""]
[null,"THGT_F300","THGT","F300","THGT_F300/4-710-3-0,75 kW IE3",4,4,0,"710-3","0,75 kW","IE3",1195,1435,1574,1335,1694,"/","to be confirmed",0.75,0,5848,""]
[null,"THGT_F300","THGT","F300","THGT_F300/4-710-3-0,75 kW STANDARD",4,4,0,"710-3","0,75 kW","STANDARD",1151,1391,1531,1291,1651,"/","3weeks",0.75,0,1857,""]
[null,"THGT_F300","THGT","F300","THGT_F300/4-710-3-1,1 kW IE3",4,4,0,"710-3","1,1 kW","IE3",1215,1456,1595,1356,1715,"/","to be confirmed",1.1000000000000001,0,5856,""]
[null,"THGT_F200","THGT","F200","THGT_F200/4-710-3-1,5 kW STANDARD",4,4,0,"710-3","1,5 kW","STANDARD",1095,1334,1475,1234,1594,"/","3weeks",1.5,0,1818,""]
[null,"THGT_F200","THGT","F200","THGT_F200/4-710-3-2,2 kW STANDARD",4,4,0,"710-3","2,2 kW","STANDARD",1170,1410,1550,1310,1670,"/","3weeks",2.2000000000000002,0,1819,""]
[null,"THGT_F200","THGT","F200","THGT_F200/4-710-3-3 kW IE3",4,4,0,"710-3","3 kW","IE3",{"$error":"#N/A"},{"$error":"#N/A"},{"$error":"#N/A"},{"$error":"#N/A"},{"$error":"#N/A"},"/",{"$error":"#N/A"},3,0,5871,"IF YOU NEED PRICE CONTACT SALES DEPARTMENT"]
[null,"THGT_F300","THGT","F300","THGT_F300/4-710-3-3 kW STANDARD",4,4,0,"710-3","3 kW","STANDARD",1530,1826,1966,1670,2086,"/","3weeks",3,0,1861,""]
[null,"THGT_F400","THGT","F400","THGT_F400/4-710-5-1,5 kW STANDARD",4,4,0,"710-5","1,5 kW","STANDARD",1686,1925,2065,1825,2184,"/","3weeks",1.5,0,1901,""]
[null,"THGT_F400","THGT","F400","THGT_F400/4-710-5-3 kW STANDARD",4,4,0,"710-5","3 kW","STANDARD",2163,2459,2599,2303,2719,"/","3weeks",3,0,1903,""]
[null,"THGT_F400","THGT","F400","THGT_F400/4-710-5-3 kW IE3",4,4,0,"710-5","3 kW","IE3",2295,2591,2730,2434,2850,"/","to be confirmed",3,0,6090,""]
[null,"THGT_F400","THGT","F400","THGT_F400/4-710-5-5,5 kW IE3",4,4,0,"710-5","5,5 kW","IE3",2600,2904,3043,2740,3164,"/","to be confirmed",5.5,0,6028,""]
[null,"THGT_F200","THGT","F200","THGT_F200/4-710-6-1,1 kW STANDARD",4,4,0,"710-6","1,1 kW","STANDARD",1148,1388,1528,1288,1648,"/","3weeks",1.1000000000000001,0,1817,""]
[null,"THGT_F200","THGT","F200","THGT_F200/4-710-6-1,5 kW STANDARD",4,4,0,"710-6","1,5 kW","STANDARD",1199,1438,1579,1338,1698,"/","3weeks",1.5,0,1818,""]
[null,"THGT_F200","THGT","F200","THGT_F200/4-710-6-2,2 kW IE3",4,4,0,"710-6","2,2 kW","IE3",{"$error":"#N/A"},{"$error":"#N/A"},{"$error":"#N/A"},{"$error":"#N/A"},{"$error":"#N/A"},"/",{"$error":"#N/A"},2.2000000000000002,0,6127,"IF YOU NEED PRICE CONTACT SALES DEPARTMENT"]
[null,"THGT_F200","THGT","F200","THGT_F200/4-710-6-3 kW STANDARD",4,4,0,"710-6","3 kW","STANDARD",1356,1651,1792,1496,1911,"/","3weeks",3,0,1820,""]
[null,"THGT_F300","THGT","F300","THGT_F300/4-710-6-3 kW STANDARD",4,4,0,"710-6","3 kW","STANDARD",1634,1930,2070,1774,2190,"/","3weeks",3,0,1861,""]
[null,"THGT_F300","THGT","F300","THGT_F300/4-710-6-4 kW STANDARD",4,4,0,"710-6","4 kW","STANDARD",1781,2077,2217,1921,2337,"/","3weeks",4,0,1862,""]
[null,"THGT_F300","THGT","F300","THGT_F300/4-710-6-4 kW IE3",4,4,0,"710-6","4 kW","IE3",1883,2178,2319,2023,2439,"/","to be confirmed",4,0,5945,""]
[null,"THGT_F400","THGT","F400","THGT_F400/4-710-7-1,5 kW STANDARD",4,4,0,"710-7","1,5 kW","STANDARD",1766,2005,2145,1905,2264,"/","3weeks",1.5,0,1901,""]
[null,"THGT_F400","THGT","F400","THGT_F400/4-710-7-2,2 kW IE3",4,4,0,"710-7","2,2 kW","IE3",2070,2309,2449,2210,2570,"/","to be confirmed",2.2000000000000002,0,6049,""]
[null,"THGT_F400","THGT","F400","THGT_F400/4-710-7-4 kW STANDARD",4,4,0,"710-7","4 kW","STANDARD",2263,2558,2699,2403,2819,"/","3weeks",4,0,1904,""]
[null,"THGT_F200","THGT","F200","THGT_F200/4-800-3-1,1 kW STANDARD",4,4,0,"800-3","1,1 kW","STANDARD",1221,1460,1652,1412,1772,"/","3weeks",1.1000000000000001,0,1817,""]
[null,"THGT_F400","THGT","F400","THGT_F400/4-800-3-1,1 kW STANDARD",4,4,0,"800-3","1,1 kW","STANDARD",1666,1905,2097,1857,2217,"/","3weeks",1.1000000000000001,0,1900,""]
[null,"THGT_F200","THGT","F200","THGT_F200/4-800-3-1,5 kW STANDARD",4,4,0,"800-3","1,5 kW","STANDARD",1271,1510,1703,1462,1822,"/","3weeks",1.5,0,1818,""]
[null,"THGT_F400","THGT","F400","THGT_F400/4-800-3-1,5 kW STANDARD",4,4,0,"800-3","1,5 kW","STANDARD",1769,2009,2200,1961,2321,"/","3weeks",1.5,0,1901,""]
[null,"THGT_F400","THGT","F400","THGT_F400/4-800-3-1,5 kW IE3",4,4,0,"800-3","1,5 kW","IE3",1853,2092,2284,2045,2404,"/","to be confirmed",1.5,0,6056,""]
[null,"THGT_F300","THGT","F300","THGT_F300/4-800-3-2,2 kW IE3",4,4,0,"800-3","2,2 kW","IE3",1647,1886,2078,1839,2198,"/","to be confirmed",2.2000000000000002,0,6052,""]
[null,"THGT_F400","THGT","F400","THGT_F400/4-800-3-2,2 kW IE3",4,4,0,"800-3","2,2 kW","IE3",2074,2314,2506,2265,2625,"/","to be confirmed",2.2000000000000002,0,6049,""]
[null,"THGT_F300","THGT","F300","THGT_F300/4-800-3-3 kW IE3",4,4,0,"800-3","3 kW","IE3",1792,2087,2279,1983,2399,"/","to be confirmed",3,0,5898,""]
[null,"THGT_F200","THGT","F200","THGT_F200/4-800-3-4 kW STANDARD",4,4,0,"800-3","4 kW","STANDARD",1519,1814,2006,1710,2126,"/","3weeks",4,0,1821,""]
[null,"THGT_F400","THGT","F400","THGT_F400/4-800-3-4 kW IE3",4,4,0,"800-3","4 kW","IE3",2401,2696,2888,2592,3008,"/","to be confirmed",4,0,6304,""]
[null,"THGT_F200","THGT","F200","THGT_F200/4-800-3-5,5 kW STANDARD",4,4,0,"800-3","5,5 kW","STANDARD",1686,1989,2181,1878,2301,"/","3weeks",5.5,0,1822,""]
[null,"THGT_F400","THGT","F400","THGT_F400/4-800-3-5,5 kW STANDARD",4,4,0,"800-3","5,5 kW","STANDARD",2525,2828,3020,2717,3140,"/","3weeks",5.5,0,1905,""]
[null,"THGT_F400","THGT","F400","THGT_F400/4-800-3-5,5 kW IE3",4,4,0,"800-3","5,5 kW","IE3",2684,2988,3180,2876,3300,"/","to be confirmed",5.5,0,6028,""]
[null,"THGT_F300","THGT","F300","THGT_F300/4-800-6-1,5 kW STANDARD",4,4,0,"800-6","1,5 kW","STANDARD",1476,1716,1907,1668,2028,"/","3weeks",1.5,0,1859,""]
[null,"THGT_F200","THGT","F200","THGT_F200/4-800-6-2,2 kW STANDARD",4,4,0,"800-6","2,2 kW","STANDARD",1449,1690,1881,1642,2002,"/","3weeks",2.2000000000000002,0,1819,""]
[null,"THGT_F300","THGT","F300","THGT_F300/4-800-6-2,2 kW STANDARD",4,4,0,"800-6","2,2 kW","STANDARD",1680,1920,2112,1872,2232,"/","3weeks",2.2000000000000002,0,1860,""]
[null,"THGT_F200","THGT","F200","THGT_F200/4-800-6-3 kW STANDARD",4,4,0,"800-6","3 kW","STANDARD",1531,1827,2020,1724,2139,"/","3weeks",3,0,1820,""]
[null,"THGT_F400","THGT","F400","THGT_F400/4-800-6-3 kW IE3",4,4,0,"800-6","3 kW","IE3",2483,2779,2970,2675,3090,"/","to be confirmed",3,0,6090,""]
[null,"THGT_F200","THGT","F200","THGT_F200/4-800-6-4 kW IE3",4,4,0,"800-6","4 kW","IE3",{"$error":"#N/A"},{"$error":"#N/A"},{"$error":"#N/A"},{"$error":"#N/A"},{"$error":"#N/A"},"/",{"$error":"#N/A"},4,0,6128,"IF YOU NEED PRICE CONTACT SALES DEPARTMENT"]
[null,"THGT_F400","THGT","F400","THGT_F400/4-800-6-4 kW IE3",4,4,0,"800-6","4 kW","IE3",2505,2800,2992,2696,3112,"/","to be confirmed",4,0,6304,""]
[null,"THGT_F400","THGT","F400","THGT_F400/4-800-6-4 kW STANDARD",4,4,0,"800-6","4 kW","STANDARD",2371,2666,2859,2562,2978,"/","3weeks",4,0,1904,""]
[null,"THGT_F300","THGT","F300","THGT_F300/4-800-6-5,5 kW IE3",4,4,0,"800-6","5,5 kW","IE3",2335,2638,2830,2526,2950,"/","to be confirmed",5.5,0,5987,""]
[null,"THGT_F200","THGT","F200","THGT_F200/4-800-6-7,5 kW IE3",4,4,0,"800-6","7,5 kW","IE3",{"$error":"#N/A"},{"$error":"#N/A"},{"$error":"#N/A"},{"$error":"#N/A"},{"$error":"#N/A"},"/",{"$error":"#N/A"},7.5,0,5956,"IF YOU NEED PRICE CONTACT SALES DEPARTMENT"]
[null,"THGT_F300","THGT","F300","THGT_F300/4-800-6-7,5 kW IE3",4,4,0,"800-6","7,5 kW","IE3",2578,2882,3074,2770,3194,"/","4weeks",7.5,0,6136,""]
[null,"THGT_F200","THGT","F200","THGT_F200/4-800-9-2,2 kW STANDARD",4,4,0,"800-9","2,2 kW","STANDARD",1573,1814,2005,1766,2126,"/","3weeks",2.2000000000000002,0,1819,""]
[null,"THGT_F400","THGT","F400","THGT_F400/4-800-9-2,2 kW IE3",4,4,0,"800-9","2,2 kW","IE3",2302,2541,2734,2493,2853,"/","to be confirmed",2.2000000000000002,0,6049,""]
[null,"THGT_F200","THGT","F200","THGT_F200/4-800-9-3 kW IE3",4,4,0,"800-9","3 kW","IE3",{"$error":"#N/A"},{"$error":"#N/A"},{"$error":"#N/A"},{"$error":"#N/A"},{"$error":"#N/A"},"/",{"$error":"#N/A"},3,0,5871,"IF YOU NEED PRICE CONTACT SALES DEPARTMENT"]
[null,"THGT_F300","THGT","F300","THGT_F300/4-800-9-3 kW STANDARD",4,4,0,"800-9","3 kW","STANDARD",1934,2230,2422,2126,2541,"/","3weeks",3,0,1861,""]
[null,"THGT_F400","THGT","F400","THGT_F400/4-800-9-3 kW STANDARD",4,4,0,"800-9","3 kW","STANDARD",2475,2770,2963,2666,3082,"/","3weeks",3,0,1903,""]
[null,"THGT_F300","THGT","F300","THGT_F300/4-800-9-4 kW IE3",4,4,0,"800-9","4 kW","IE3",2182,2478,2670,2375,2790,"/","to be confirmed",4,0,5945,""]
[null,"THGT_F200","THGT","F200","THGT_F200/4-800-9-5,5 kW IE3",4,4,0,"800-9","5,5 kW","IE3",{"$error":"#N/A"},{"$error":"#N/A"},{"$error":"#N/A"},{"$error":"#N/A"},{"$error":"#N/A"},"/",{"$error":"#N/A"},5.5,0,5895,"IF YOU NEED PRICE CONTACT SALES DEPARTMENT"]
[null,"THGT_F300","THGT","F300","THGT_F300/4-800-9-5,5 kW STANDARD",4,4,0,"800-9","5,5 kW","STANDARD",2329,2633,2825,2522,2945,"/","3weeks",5.5,0,1863,""]
[null,"THGT_F200","THGT","F200","THGT_F200/4-800-9-7,5 kW STANDARD",4,4,0,"800-9","7,5 kW","STANDARD",2110,2413,2606,2302,2725,"/","3weeks",7.5,0,1823,""]
[null,"THGT_F400","THGT","F400","THGT_F400/4-800-9-7,5 kW STANDARD",4,4,0,"800-9","7,5 kW","STANDARD",3052,3356,3547,3244,3668,"/","3weeks",7.5,0,1906,""]
[null,"THGT_F200","THGT","F200","THGT_F200/4-900-3-2,2 kW STANDARD",4,4,0,"900-3","2,2 kW","STANDARD",1774,2013,2257,2018,2397,"/","3weeks",2.2000000000000002,0,1819,""]
[null,"THGT_F300","THGT","F300","THGT_F300/4-900-3-2,2 kW STANDARD",4,4,0,"900-3","2,2 kW","STANDARD",2004,2243,2487,2247,2628,"/","3weeks",2.2000000000000002,0,1860,""]
[null,"THGT_F400","THGT","F400","THGT_F400/4-900-3-2,2 kW STANDARD",4,4,0,"900-3","2,2 kW","STANDARD",2398,2637,2882,2641,3021,"/","3weeks",2.2000000000000002,0,1902,""]
[null,"THGT_F300","THGT","F300","THGT_F300/4-900-3-3 kW IE3",4,4,0,"900-3","3 kW","IE3",2219,2514,2759,2463,2898,"/","to be confirmed",3,0,5898,""]
[null,"THGT_F200","THGT","F200","THGT_F200/4-900-3-4 kW STANDARD",4,4,0,"900-3","4 kW","STANDARD",1946,2241,2486,2190,2625,"/","3weeks",4,0,1821,""]
[null,"THGT_F300","THGT","F300","THGT_F300/4-900-3-4 kW STANDARD",4,4,0,"900-3","4 kW","STANDARD",2281,2576,2821,2525,2960,"/","3weeks",4,0,1862,""]
[null,"THGT_F200","THGT","F200","THGT_F200/4-900-3-5,5 kW STANDARD",4,4,0,"900-3","5,5 kW","STANDARD",2113,2417,2661,2358,2801,"/","3weeks",5.5,0,1822,""]
[null,"THGT_F400","THGT","F400","THGT_F400/4-900-3-5,5 kW IE3",4,4,0,"900-3","5,5 kW","IE3",3112,3415,3660,3355,3799,"/","to be confirmed",5.5,0,6028,""]
[null,"THGT_F200","THGT","F200","THGT_F200/4-900-3-7,5 kW STANDARD",4,4,0,"900-3","7,5 kW","STANDARD",2309,2613,2858,2553,2997,"/","3weeks",7.5,0,1823,""]
[null,"THGT_F300","THGT","F300","THGT_F300/4-900-3-7,5 kW STANDARD",4,4,0,"900-3","7,5 kW","STANDARD",2749,3053,3296,2993,3436,"/","3weeks",7.5,0,1864,""]
[null,"THGT_F400","THGT","F400","THGT_F400/4-900-3-7,5 kW IE3",4,4,0,"900-3","7,5 kW","IE3",3441,3745,3988,3685,4129,"/","4weeks",7.5,0,5800,""]
[null,"THGT_F300","THGT","F300","THGT_F300/4-900-6-11 kW IE3",4,4,0,"900-6","11 kW","IE3",3933,4612,4857,4177,4996,"/","4weeks",11,0,5857,""]
[null,"THGT_F200","THGT","F200","THGT_F200/4-900-6-3 kW STANDARD",4,4,0,"900-6","3 kW","STANDARD",1959,2255,2498,2203,2638,"/","3weeks",3,0,1820,""]
[null,"THGT_F300","THGT","F300","THGT_F300/4-900-6-3 kW IE3",4,4,0,"900-6","3 kW","IE3",2323,2618,2863,2567,3002,"/","to be confirmed",3,0,5898,""]
[null,"THGT_F200","THGT","F200","THGT_F200/4-900-6-4 kW IE3",4,4,0,"900-6","4 kW","IE3",{"$error":"#N/A"},{"$error":"#N/A"},{"$error":"#N/A"},{"$error":"#N/A"},{"$error":"#N/A"},"/",{"$error":"#N/A"},4,0,6128,"IF YOU NEED PRICE CONTACT SALES DEPARTMENT"]
[null,"THGT_F400","THGT","F400","THGT_F400/4-900-6-4 kW STANDARD",4,4,0,"900-6","4 kW","STANDARD",2799,3094,3338,3042,3478,"/","3weeks",4,0,1904,""]
[null,"THGT_F200","THGT","F200","THGT_F200/4-900-6-5,5 kW STANDARD",4,4,0,"900-6","5,5 kW","STANDARD",2217,2520,2765,2461,2905,"/","3weeks",5.5,0,1822,""]
[null,"THGT_F300","THGT","F300","THGT_F300/4-900-6-5,5 kW STANDARD",4,4,0,"900-6","5,5 kW","STANDARD",2633,2937,3181,2877,3321,"/","3weeks",5.5,0,1863,""]
[null,"THGT_F400","THGT","F400","THGT_F400/4-900-6-5,5 kW IE3",4,4,0,"900-6","5,5 kW","IE3",3216,3519,3763,3459,3903,"/","to be confirmed",5.5,0,6028,""]
[null,"THGT_F300","THGT","F300","THGT_F300/4-900-6-7,5 kW IE3",4,4,0,"900-6","7,5 kW","IE3",3006,3309,3554,3249,3693,"/","4weeks",7.5,0,6136,""]
[null,"THGT_F200","THGT","F200","THGT_F200/4-900-9-11 kW STANDARD",4,4,0,"900-9","11 kW","STANDARD",3006,3685,3929,3249,4068,"/","3weeks",11,0,1824,""]
[null,"THGT_F300","THGT","F300","THGT_F300/4-900-9-11 kW IE3",4,4,0,"900-9","11 kW","IE3",4053,4732,4976,4297,5116,"/","4weeks",11,0,5857,""]
[null,"THGT_F200","THGT","F200","THGT_F200/4-900-9-15 kW IE3",4,4,0,"900-9","15 kW","IE3",{"$error":"#N/A"},{"$error":"#N/A"},{"$error":"#N/A"},{"$error":"#N/A"},{"$error":"#N/A"},"/",{"$error":"#N/A"},15,0,6259,"IF YOU NEED PRICE CONTACT SALES DEPARTMENT"]
[null,"THGT_F400","THGT","F400","THGT_F400/4-900-9-15 kW STANDARD",4,4,0,"900-9","15 kW","STANDARD",4535,5215,5458,4780,5599,"/","3weeks",15,0,1909,""]
[null,"THGT_F200","THGT","F200","THGT_F200/4-900-9-5,5 kW STANDARD",4,4,0,"900-9","5,5 kW","STANDARD",2337,2641,2885,2581,3024,"/","3weeks",5.5,0,1822,""]
[null,"THGT_F300","THGT","F300","THGT_F300/4-900-9-5,5 kW STANDARD",4,4,0,"900-9","5,5 kW","STANDARD",2753,3057,3301,2997,3440,"/","3weeks",5.5,0,1863,""]
[null,"THGT_F400","THGT","F400","THGT_F400/4-900-9-5,5 kW IE3",4,4,0,"900-9","5,5 kW","IE3",3335,3639,3883,3579,4023,"/","to be confirmed",5.5,0,6028,""]
[null,"THGT_F300","THGT","F300","THGT_F300/4-900-9-7,5 kW IE3",4,4,0,"900-9","7,5 kW","IE3",3125,3429,3673,3370,3813,"/","4weeks",7.5,0,6136,""]
[null,"THGT_F300","THGT","F300","THGT_F300/6_12-1000-3-1,1/0,18 kW STANDARD","6_12",6,12,"1000-3","1,1/0,18 kW","STANDARD",2132,2371,2723,2484,2863,"/","3weeks",1.1000000000000001,0.18,2078,""]
[null,"THGT_F200","THGT","F200","THGT_F200/6_12-1000-3-1,5/0,25 kW STANDARD","6_12",6,12,"1000-3","1,5/0,25 kW","STANDARD",2211,2450,2802,2562,2942,"/","to be confirmed",1.5,0.25,2026,""]
[null,"THGT_F400","THGT","F400","THGT_F400/6_12-1000-3-1,5/0,25 kW STANDARD","6_12",6,12,"1000-3","1,5/0,25 kW","STANDARD",2985,3224,3576,3336,3715,"/","to be confirmed",1.5,0.25,2133,""]
[null,"THGT_F200","THGT","F200","THGT_F200/6_12-1000-3-3/0,55 kW STANDARD","6_12",6,12,"1000-3","3/0,55 kW","STANDARD",2738,3034,3386,3090,3525,"/","to be confirmed",3,0.55000000000000004,2028,""]
[null,"THGT_F200","THGT","F200","THGT_F200/6_12-1000-3-4/0,65 kW STANDARD","6_12",6,12,"1000-3","4/0,65 kW","STANDARD",2740,3036,3388,3092,3527,"/","to be confirmed",4,0.65,2029,""]
[null,"THGT_F300","THGT","F300","THGT_F300/6_12-1000-3-4/0,65 kW STANDARD","6_12",6,12,"1000-3","4/0,65 kW","STANDARD",3191,3488,3839,3543,3979,"/","5weeks",4,0.65,2082,""]
[null,"THGT_F400","THGT","F400","THGT_F400/6_12-1000-6-1,1/0,18 kW STANDARD","6_12",6,12,"1000-6","1,1/0,18 kW","STANDARD",2976,3216,3567,3328,3707,"/","4weeks",1.1000000000000001,0.18,2132,""]
[null,"THGT_F400","THGT","F400","THGT_F400/6_12-1000-6-1,5/0,25 kW STANDARD","6_12",6,12,"1000-6","1,5/0,25 kW","STANDARD",3093,3332,3684,3444,3824,"/","to be confirmed",1.5,0.25,2133,""]
[null,"THGT_F400","THGT","F400","THGT_F400/6_12-1000-6-2,2/0,37 kW STANDARD","6_12",6,12,"1000-6","2,2/0,37 kW","STANDARD",3229,3469,3820,3581,3960,"/","4weeks",2.2000000000000002,0.37,2134,""]
[null,"THGT_F400","THGT","F400","THGT_F400/6_12-1000-6-3/0,55 kW STANDARD","6_12",6,12,"1000-6","3/0,55 kW","STANDARD",4091,4386,4739,4443,4879,"/","to be confirmed",3,0.55000000000000004,2135,""]
[null,"THGT_F200","THGT","F200","THGT_F200/6_12-1000-6-5,5/1 kW STANDARD","6_12",6,12,"1000-6","5,5/1 kW","STANDARD",4917,5220,5572,5268,5712,"/","to be confirmed",5.5,1,2030,""]
[null,"THGT_F200","THGT","F200","THGT_F200/6_12-1000-9-1,5/0,25 kW STANDARD","6_12",6,12,"1000-9","1,5/0,25 kW","STANDARD",2419,2658,3010,2770,3149,"/","to be confirmed",1.5,0.25,2026,""]
[null,"THGT_F200","THGT","F200","THGT_F200/6_12-1000-9-2,2/0,37 kW STANDARD","6_12",6,12,"1000-9","2,2/0,37 kW","STANDARD",2554,2793,3145,2906,3286,"/","to be confirmed",2.2000000000000002,0.37,2027,""]
[null,"THGT_F300","THGT","F300","THGT_F300/6_12-1000-9-2,2/0,37 kW STANDARD","6_12",6,12,"1000-9","2,2/0,37 kW","STANDARD",2559,2799,3150,2911,3290,"/","5weeks",2.2000000000000002,0.37,2080,""]
[null,"THGT_F300","THGT","F300","THGT_F300/6_12-1000-9-3/0,55 kW STANDARD","6_12",6,12,"1000-9","3/0,55 kW","STANDARD",3034,3330,3682,3386,3821,"/","5weeks",3,0.55000000000000004,2081,""]
[null,"THGT_F400","THGT","F400","THGT_F400/6_12-1000-9-4/0,65 kW STANDARD","6_12",6,12,"1000-9","4/0,65 kW","STANDARD",4732,5027,5379,5084,5518,"/","to be confirmed",4,0.65,2136,""]
[null,"THGT_F400","THGT","F400","THGT_F400/6_12-1000-9-6/1,2 kW STANDARD","6_12",6,12,"1000-9","6/1,2 kW","STANDARD",5635,5938,6290,5987,6431,"/","to be confirmed",6,1.2,2137,""]
[null,"THGT_F400","THGT","F400","THGT_F400/6_12-1000-9-7,5/1,5 kW STANDARD","6_12",6,12,"1000-9","7,5/1,5 kW","STANDARD",7115,7419,7770,7467,7910,"/","to be confirmed",7.5,1.5,2138,""]
[null,"THGT_F400","THGT","F400","THGT_F400/6_12-1250-3-12/2,4 kW STANDARD","6_12",6,12,"1250-3","12/2,4 kW","STANDARD",8559,9238,10077,9399,10238,"/","to be confirmed",12,2.4,2139,""]
[null,"THGT_F400","THGT","F400","THGT_F400/6_12-1250-3-2,2/0,37 kW STANDARD","6_12",6,12,"1250-3","2,2/0,37 kW","STANDARD",3541,3780,4619,4380,4779,"/","4weeks",2.2000000000000002,0.37,2134,""]
[null,"THGT_F200","THGT","F200","THGT_F200/6_12-1250-3-3/0,55 kW STANDARD","6_12",6,12,"1250-3","3/0,55 kW","STANDARD",3158,3453,4292,3997,4452,"/","to be confirmed",3,0.55000000000000004,2028,""]
[null,"THGT_F200","THGT","F200","THGT_F200/6_12-1250-3-4/0,65 kW STANDARD","6_12",6,12,"1250-3","4/0,65 kW","STANDARD",3160,3455,4295,3999,4455,"/","to be confirmed",4,0.65,2029,""]
[null,"THGT_F200","THGT","F200","THGT_F200/6_12-1250-3-5,5/1 kW STANDARD","6_12",6,12,"1250-3","5,5/1 kW","STANDARD",5228,5532,6371,6067,6531,"/","to be confirmed",5.5,1,2030,""]
[null,"THGT_F300","THGT","F300","THGT_F300/6_12-1250-3-7,5/1,5 kW STANDARD","6_12",6,12,"1250-3","7,5/1,5 kW","STANDARD",4951,5255,6095,5791,6254,"/","5weeks",7.5,1.5,2084,""]
[null,"THGT_F300","THGT","F300","THGT_F300/6_12-1250-6-12/2,4 kW STANDARD","6_12",6,12,"1250-6","12/2,4 kW","STANDARD",6068,6748,7587,6907,7746,"/","3weeks",12,2.4,2085,""]
[null,"THGT_F300","THGT","F300","THGT_F300/6_12-1250-6-17/4,3 kW STANDARD","6_12",6,12,"1250-6","17/4,3 kW","STANDARD",7475,8227,9066,8315,9226,"/","3weeks",17,4.3,2086,""]
[null,"THGT_F400","THGT","F400","THGT_F400/6_12-1250-6-3/0,55 kW STANDARD","6_12",6,12,"1250-6","3/0,55 kW","STANDARD",4514,4811,5649,5353,5809,"/","to be confirmed",3,0.55000000000000004,2135,""]
[null,"THGT_F400","THGT","F400","THGT_F400/6_12-1250-6-4/0,65 kW STANDARD","6_12",6,12,"1250-6","4/0,65 kW","STANDARD",5055,5350,6190,5894,6350,"/","to be confirmed",4,0.65,2136,""]
[null,"THGT_F200","THGT","F200","THGT_F200/6_12-1250-6-5,5/1 kW STANDARD","6_12",6,12,"1250-6","5,5/1 kW","STANDARD",5340,5644,6483,6180,6643,"/","to be confirmed",5.5,1,2030,""]
[null,"THGT_F200","THGT","F200","THGT_F200/6_12-1250-6-7,5/1,3 kW STANDARD","6_12",6,12,"1250-6","7,5/1,3 kW","STANDARD",5805,6108,6948,6644,7108,"/","to be confirmed",7.5,1.3,2031,""]
[null,"THGT_F200","THGT","F200","THGT_F200/6_12-1250-9-11/1,8 kW STANDARD","6_12",6,12,"1250-9","11/1,8 kW","STANDARD",6147,6827,7665,6986,7825,"/","to be confirmed",11,1.8,2032,""]
[null,"THGT_F300","THGT","F300","THGT_F300/6_12-1250-9-17/4,3 kW STANDARD","6_12",6,12,"1250-9","17/4,3 kW","STANDARD",7643,8394,9234,8482,9394,"/","3weeks",17,4.3,2086,""]
[null,"THGT_F300","THGT","F300","THGT_F300/6_12-1250-9-20/5 kW STANDARD","6_12",6,12,"1250-9","20/5 kW","STANDARD",9496,10246,11085,10335,11246,"/","3weeks",20,5,2087,""]
[null,"THGT_F300","THGT","F300","THGT_F300/6_12-1250-9-28/6,5 kW STANDARD","6_12",6,12,"1250-9","28/6,5 kW","STANDARD",11122,11873,12712,11961,12872,"/","5weeks",28,6.5,2088,""]
[null,"THGT_F400","THGT","F400","THGT_F400/6_12-1250-9-4/0,65 kW STANDARD","6_12",6,12,"1250-9","4/0,65 kW","STANDARD",5223,5518,6358,6062,6518,"/","to be confirmed",4,0.65,2136,""]
[null,"THGT_F400","THGT","F400","THGT_F400/6_12-1250-9-6/1,2 kW STANDARD","6_12",6,12,"1250-9","6/1,2 kW","STANDARD",6126,6430,7270,6965,7429,"/","to be confirmed",6,1.2,2137,""]
[null,"THGT_F200","THGT","F200","THGT_F200/6_12-1250-9-7,5/1,3 kW STANDARD","6_12",6,12,"1250-9","7,5/1,3 kW","STANDARD",5973,6276,7115,6812,7276,"/","to be confirmed",7.5,1.3,2031,""]
[null,"THGT_F300","THGT","F300","THGT_F300/6_12-1409-12-17/4,3 kW STANDARD","6_12",6,12,"1409-12","17/4,3 kW","STANDARD",11289,11666,12467,12844,14014,"/","3weeks",17,4.3,2086,""]
[null,"THGT_F300","THGT","F300","THGT_F300/6_12-1409-12-20/5 kW STANDARD","6_12",6,12,"1409-12","20/5 kW","STANDARD",13038,13415,14215,14592,15762,"/","3weeks",20,5,2087,""]
[null,"THGT_F300","THGT","F300","THGT_F300/6_12-1409-12-28/6,5 kW STANDARD","6_12",6,12,"1409-12","28/6,5 kW","STANDARD",14573,14951,15752,16128,17298,"/","5weeks",28,6.5,2088,""]
[null,"THGT_F300","THGT","F300","THGT_F300/6_12-1409-12-35/8 kW STANDARD","6_12",6,12,"1409-12","35/8 kW","STANDARD",15551,15928,16728,17105,18275,"/","to be confirmed",35,8,5970,""]
[null,"THGT_F200","THGT","F200","THGT_F200/6_12-1409-3-11/1,8 kW STANDARD","6_12",6,12,"1409-3","11/1,8 kW","STANDARD",8578,8956,9756,10133,11303,"/","to be confirmed",11,1.8,2032,""]
[null,"THGT_F200","THGT","F200","THGT_F200/6_12-1409-3-15/2,5 kW STANDARD","6_12",6,12,"1409-3","15/2,5 kW","STANDARD",9853,10230,11030,11408,12577,"/","to be confirmed",15,2.5,2033,""]
[null,"THGT_F300","THGT","F300","THGT_F300/6_12-1409-3-6/1,2 kW STANDARD","6_12",6,12,"1409-3","6/1,2 kW","STANDARD",7097,7475,8276,8652,9822,"/","5weeks",6,1.2,2083,""]
[null,"THGT_F400","THGT","F400","THGT_F400/6_12-1409-3-6/1,2 kW STANDARD","6_12",6,12,"1409-3","6/1,2 kW","STANDARD",8559,8936,9736,10113,11283,"/","to be confirmed",6,1.2,2137,""]
[null,"THGT_F400","THGT","F400","THGT_F400/6_12-1409-3-7,5/1,5 kW STANDARD","6_12",6,12,"1409-3","7,5/1,5 kW","STANDARD",9957,10334,11134,11512,12681,"/","to be confirmed",7.5,1.5,2138,""]
[null,"THGT_F400","THGT","F400","THGT_F400/6_12-1409-6-12/2,4 kW STANDARD","6_12",6,12,"1409-6","12/2,4 kW","STANDARD",11550,11927,12728,13106,14275,"/","to be confirmed",12,2.4,2139,""]
[null,"THGT_F200","THGT","F200","THGT_F200/6_12-1409-6-18,5/3 kW STANDARD","6_12",6,12,"1409-6","18,5/3 kW","STANDARD",12732,13109,13909,14287,15456,"/","to be confirmed",18.5,3,2034,""]
[null,"THGT_F200","THGT","F200","THGT_F200/6_12-1409-6-25/4,5 kW STANDARD","6_12",6,12,"1409-6","25/4,5 kW","STANDARD",14147,14525,15325,15702,16872,"/","to be confirmed",25,4.5,2035,""]
[null,"THGT_F300","THGT","F300","THGT_F300/6_12-1409-6-35/8 kW STANDARD","6_12",6,12,"1409-6","35/8 kW","STANDARD",14683,15060,15861,16238,17407,"/","to be confirmed",35,8,5970,""]
[null,"THGT_F400","THGT","F400","THGT_F400/6_12-1409-9-12/2,4 kW STANDARD","6_12",6,12,"1409-9","12/2,4 kW","STANDARD",11984,12361,13162,13539,14709,"/","to be confirmed",12,2.4,2139,""]
[null,"THGT_F400","THGT","F400","THGT_F400/6_12-1409-9-17/4,3 kW STANDARD","6_12",6,12,"1409-9","17/4,3 kW","STANDARD",14918,15295,16095,16473,17643,"/","to be confirmed",17,4.3,2140,""]
[null,"THGT_F200","THGT","F200","THGT_F200/6_12-1409-9-18,5/3 kW STANDARD","6_12",6,12,"1409-9","18,5/3 kW","STANDARD",13165,13543,14343,14720,15890,"/","to be confirmed",18.5,3,2034,""]
[null,"THGT_F200","THGT","F200","THGT_F200/6_12-1409-9-25/4,5 kW STANDARD","6_12",6,12,"1409-9","25/4,5 kW","STANDARD",14582,14959,15759,16136,17306,"/","to be confirmed",25,4.5,2035,""]
[null,"THGT_F200","THGT","F200","THGT_F200/6_12-1409-9-35/8 kW STANDARD","6_12",6,12,"1409-9","35/8 kW","STANDARD",13452,13829,14629,15007,16177,"/","to be confirmed",35,8,5959,""]
[null,"THGT_F300","THGT","F300","THGT_F300/6_12-1409-9-44/11 kW STANDARD","6_12",6,12,"1409-9","44/11 kW","STANDARD","/",19163,20340,"/",21510,"/","7weeks",44,11,5847,""]
[null,"THGT_F200","THGT","F200","THGT_F200/6_12-1609-12-28/6,5 kW STANDARD","6_12",6,12,"1609-12","28/6,5 kW","STANDARD",14772,15150,16101,16478,17799,"/","to be confirmed",28,6.5,5832,""]
[null,"THGT_F300","THGT","F300","THGT_F300/6_12-1609-12-35/8 kW STANDARD","6_12",6,12,"1609-12","35/8 kW","STANDARD",15939,16316,17268,17645,18966,"/","to be confirmed",35,8,5970,""]
[null,"THGT_F300","THGT","F300","THGT_F300/6_12-1609-12-37/9,2 kW STANDARD","6_12",6,12,"1609-12","37/9,2 kW","STANDARD","/",18792,20121,"/",21441,"/","to be confirmed",37,9.1999999999999993,6235,""]
[null,"THGT_F300","THGT","F300","THGT_F300/6_12-1609-12-44/11 kW STANDARD","6_12",6,12,"1609-12","44/11 kW","STANDARD","/",19985,21314,"/",22635,"/","7weeks",44,11,5847,""]
[null,"THGT_F400","THGT","F400","THGT_F400/6_12-1609-12-44/11 kW STANDARD","6_12",6,12,"1609-12","44/11 kW","STANDARD","/",25994,27323,"/",28643,"/","7weeks",44,11,5948,""]
[null,"THGT_F400","THGT","F400","THGT_F400/6_12-1609-12-55/14,7 kW STANDARD","6_12",6,12,"1609-12","55/14,7 kW","STANDARD","/",32702,34030,"/",35351,"/","7weeks",55,14.7,5798,""]
[null,"THGT_F200","THGT","F200","THGT_F200/6_12-1609-3-11/1,8 kW STANDARD","6_12",6,12,"1609-3","11/1,8 kW","STANDARD",8966,9344,10296,10673,11994,"/","to be confirmed",11,1.8,2032,""]
[null,"THGT_F200","THGT","F200","THGT_F200/6_12-1609-3-15/2,5 kW STANDARD","6_12",6,12,"1609-3","15/2,5 kW","STANDARD",10241,10618,11569,11946,13267,"/","to be confirmed",15,2.5,2033,""]
[null,"THGT_F200","THGT","F200","THGT_F200/6_12-1609-3-18,5/3 kW STANDARD","6_12",6,12,"1609-3","18,5/3 kW","STANDARD",12690,13068,14019,14396,15717,"/","to be confirmed",18.5,3,2034,""]
[null,"THGT_F300","THGT","F300","THGT_F300/6_12-1609-3-28/6,5 kW STANDARD","6_12",6,12,"1609-3","28/6,5 kW","STANDARD",13664,14042,14993,15370,16691,"/","5weeks",28,6.5,2088,""]
[null,"THGT_F400","THGT","F400","THGT_F400/6_12-1609-3-35/8 kW STANDARD","6_12",6,12,"1609-3","35/8 kW","STANDARD",18738,19115,20066,20444,21765,"/","to be confirmed",35,8,5823,""]
[null,"THGT_F400","THGT","F400","THGT_F400/6_12-1609-6-17/4,3 kW STANDARD","6_12",6,12,"1609-6","17/4,3 kW","STANDARD",14873,15250,16201,16578,17899,"/","to be confirmed",17,4.3,2140,""]
[null,"THGT_F200","THGT","F200","THGT_F200/6_12-1609-6-18,5/3 kW STANDARD","6_12",6,12,"1609-6","18,5/3 kW","STANDARD",13120,13497,14448,14826,16147,"/","to be confirmed",18.5,3,2034,""]
[null,"THGT_F200","THGT","F200","THGT_F200/6_12-1609-6-25/4,5 kW STANDARD","6_12",6,12,"1609-6","25/4,5 kW","STANDARD",14536,14914,15865,16242,17563,"/","to be confirmed",25,4.5,2035,""]
[null,"THGT_F200","THGT","F200","THGT_F200/6_12-1609-6-35/8 kW STANDARD","6_12",6,12,"1609-6","35/8 kW","STANDARD",13407,13784,14735,15112,16433,"/","to be confirmed",35,8,5959,""]
[null,"THGT_F200","THGT","F200","THGT_F200/6_12-1609-6-37/9,2 kW STANDARD","6_12",6,12,"1609-6","37/9,2 kW","STANDARD","/",16320,17648,"/",18969,"/","7weeks",37,9.1999999999999993,5967,""]
[null,"THGT_F200","THGT","F200","THGT_F200/6_12-1609-6-44/11 kW STANDARD","6_12",6,12,"1609-6","44/11 kW","STANDARD","/",17353,18682,"/",20003,"/","7weeks",44,11,5896,""]
[null,"THGT_F300","THGT","F300","THGT_F300/6_12-1609-6-55/14,7 kW STANDARD","6_12",6,12,"1609-6","55/14,7 kW","STANDARD","/",23020,24348,"/",25669,"/","7weeks",55,14.7,5983,""]
[null,"THGT_F300","THGT","F300","THGT_F300/6_12-1609-6-68/17 kW STANDARD","6_12",6,12,"1609-6","68/17 kW","STANDARD","/",23446,24774,"/",26095,"/","7weeks",68,17,6002,""]
[null,"THGT_F400","THGT","F400","THGT_F400/6_12-1609-6-68/17 kW STANDARD","6_12",6,12,"1609-6","68/17 kW","STANDARD","/",31437,32766,"/",34087,"/","7weeks",68,17,6312,""]
[null,"THGT_F200","THGT","F200","THGT_F200/6_12-1609-9-25/4,5 kW STANDARD","6_12",6,12,"1609-9","25/4,5 kW","STANDARD",14970,15347,16299,16676,17996,"/","to be confirmed",25,4.5,2035,""]
[null,"THGT_F400","THGT","F400","THGT_F400/6_12-1609-9-28/6,5 kW STANDARD","6_12",6,12,"1609-9","28/6,5 kW","STANDARD",18696,19073,20024,20402,21723,"/","to be confirmed",28,6.5,2142,""]
[null,"THGT_F200","THGT","F200","THGT_F200/6_12-1609-9-37/9,2 kW STANDARD","6_12",6,12,"1609-9","37/9,2 kW","STANDARD","/",16753,18081,"/",19402,"/","7weeks",37,9.1999999999999993,5967,""]
[null,"THGT_F200","THGT","F200","THGT_F200/6_12-1609-9-44/11 kW STANDARD","6_12",6,12,"1609-9","44/11 kW","STANDARD","/",17786,19116,"/",20437,"/","7weeks",44,11,5896,""]
[null,"THGT_F200","THGT","F200","THGT_F200/6_12-1609-9-55/14,7 kW STANDARD","6_12",6,12,"1609-9","55/14,7 kW","STANDARD","/",21164,22493,"/",23813,"/","7weeks",55,14.7,6217,""]
[null,"THGT_F300","THGT","F300","THGT_F300/6_12-1609-9-68/17 kW STANDARD","6_12",6,12,"1609-9","68/17 kW","STANDARD","/",23880,25208,"/",26529,"/","7weeks",68,17,6002,""]
[null,"THGT_F300","THGT","F300","THGT_F300/6_12-1609-9-80/20 kW STANDARD","6_12",6,12,"1609-9","80/20 kW","STANDARD","/",14527,15855,"/",17176,"/","to be confirmed",80,20,5845,""]
[null,"THGT_F400","THGT","F400","THGT_F400/6_12-1609-9-80/20 kW STANDARD","6_12",6,12,"1609-9","80/20 kW","STANDARD","/",56090,57420,"/",58741,"/","7weeks",80,20,6081,""]
[null,"THGT_F200","THGT","F200","THGT_F200/6_12-560-6-0,75/0,12 kW STANDARD","6_12",6,12,"560-6","0,75/0,12 kW","STANDARD",1230,1469,1565,1326,1666,"/","to be confirmed",0.75,0.12,6261,""]
[null,"THGT_F400","THGT","F400","THGT_F400/6_12-630-6-0,55/0,09 kW STANDARD","6_12",6,12,"630-6","0,55/0,09 kW","STANDARD",1889,2129,2230,1989,2329,"/","to be confirmed",0.55000000000000004,0.09,2130,""]
[null,"THGT_F200","THGT","F200","THGT_F200/6_12-630-6-0,75/0,15 kW STANDARD","6_12",6,12,"630-6","0,75/0,15 kW","STANDARD",1301,1542,1642,1402,1741,"/","to be confirmed",0.75,0.15,2024,""]
[null,"THGT_F300","THGT","F300","THGT_F300/6_12-710-3-0,75/0,12 kW STANDARD","6_12",6,12,"710-3","0,75/0,12 kW","STANDARD",1341,1581,1720,1481,1840,"/","3weeks",0.75,0.12,2077,""]
[null,"THGT_F400","THGT","F400","THGT_F400/6_12-710-5-0,75/0,12 kW STANDARD","6_12",6,12,"710-5","0,75/0,12 kW","STANDARD",2045,2285,2425,2186,2545,"/","to be confirmed",0.75,0.12,2131,""]
[null,"THGT_F300","THGT","F300","THGT_F300/6_12-710-6-0,75/0,12 kW STANDARD","6_12",6,12,"710-6","0,75/0,12 kW","STANDARD",1445,1685,1824,1585,1944,"/","3weeks",0.75,0.12,2077,""]
[null,"THGT_F200","THGT","F200","THGT_F200/6_12-710-6-1,3/0,2 kW STANDARD","6_12",6,12,"710-6","1,3/0,2 kW","STANDARD",1580,1819,1959,1719,2078,"/","to be confirmed",1.3,0.2,2025,""]
[null,"THGT_F400","THGT","F400","THGT_F400/6_12-710-7-0,55/0,09 kW STANDARD","6_12",6,12,"710-7","0,55/0,09 kW","STANDARD",2077,2317,2456,2217,2577,"/","to be confirmed",0.55000000000000004,0.09,2130,""]
[null,"THGT_F300","THGT","F300","THGT_F300/6_12-800-3-0,55/0,09 kW STANDARD","6_12",6,12,"800-3","0,55/0,09 kW","STANDARD",1499,1738,1930,1690,2050,"/","3weeks",0.55000000000000004,0.09,2076,""]
[null,"THGT_F300","THGT","F300","THGT_F300/6_12-800-3-0,75/0,12 kW STANDARD","6_12",6,12,"800-3","0,75/0,12 kW","STANDARD",1517,1756,1948,1709,2068,"/","3weeks",0.75,0.12,2077,""]
[null,"THGT_F200","THGT","F200","THGT_F200/6_12-800-3-1,3/0,2 kW STANDARD","6_12",6,12,"800-3","1,3/0,2 kW","STANDARD",1651,1890,2083,1843,2202,"/","to be confirmed",1.3,0.2,2025,""]
[null,"THGT_F300","THGT","F300","THGT_F300/6_12-800-6-0,55/0,09 kW STANDARD","6_12",6,12,"800-6","0,55/0,09 kW","STANDARD",1603,1842,2034,1794,2154,"/","3weeks",0.55000000000000004,0.09,2076,""]
[null,"THGT_F400","THGT","F400","THGT_F400/6_12-800-6-0,75/0,12 kW STANDARD","6_12",6,12,"800-6","0,75/0,12 kW","STANDARD",2233,2473,2664,2425,2784,"/","to be confirmed",0.75,0.12,2131,""]
[null,"THGT_F400","THGT","F400","THGT_F400/6_12-800-6-1,1/0,18 kW STANDARD","6_12",6,12,"800-6","1,1/0,18 kW","STANDARD",2472,2713,2904,2664,3023,"/","4weeks",1.1000000000000001,0.18,2132,""]
[null,"THGT_F300","THGT","F300","THGT_F300/6_12-800-6-1,5/0,25 kW STANDARD","6_12",6,12,"800-6","1,5/0,25 kW","STANDARD",1797,2037,2229,1989,2348,"/","5weeks",1.5,0.25,2079,""]
[null,"THGT_F400","THGT","F400","THGT_F400/6_12-800-6-1,5/0,25 kW STANDARD","6_12",6,12,"800-6","1,5/0,25 kW","STANDARD",2589,2828,3020,2781,3140,"/","to be confirmed",1.5,0.25,2133,""]
[null,"THGT_F400","THGT","F400","THGT_F400/6_12-800-6-2,2/0,37 kW STANDARD","6_12",6,12,"800-6","2,2/0,37 kW","STANDARD",2725,2966,3157,2917,3278,"/","4weeks",2.2000000000000002,0.37,2134,""]
[null,"THGT_F300","THGT","F300","THGT_F300/6_12-800-9-1,1/0,18 kW STANDARD","6_12",6,12,"800-9","1,1/0,18 kW","STANDARD",1860,2099,2292,2052,2411,"/","3weeks",1.1000000000000001,0.18,2078,""]
[null,"THGT_F300","THGT","F300","THGT_F300/6_12-800-9-1,5/0,25 kW STANDARD","6_12",6,12,"800-9","1,5/0,25 kW","STANDARD",1921,2160,2352,2113,2472,"/","5weeks",1.5,0.25,2079,""]
[null,"THGT_F300","THGT","F300","THGT_F300/6_12-800-9-2,2/0,37 kW STANDARD","6_12",6,12,"800-9","2,2/0,37 kW","STANDARD",2079,2319,2511,2272,2631,"/","5weeks",2.2000000000000002,0.37,2080,""]
[null,"THGT_F400","THGT","F400","THGT_F400/6_12-800-9-3/0,55 kW STANDARD","6_12",6,12,"800-9","3/0,55 kW","STANDARD",3711,4007,4199,3903,4319,"/","to be confirmed",3,0.55000000000000004,2135,""]
[null,"THGT_F200","THGT","F200","THGT_F200/6_12-900-3-1,3/0,2 kW STANDARD","6_12",6,12,"900-3","1,3/0,2 kW","STANDARD",2078,2319,2562,2322,2702,"/","to be confirmed",1.3,0.2,2025,""]
[null,"THGT_F300","THGT","F300","THGT_F300/6_12-900-6-1,1/0,18 kW STANDARD","6_12",6,12,"900-6","1,1/0,18 kW","STANDARD",2163,2404,2648,2408,2787,"/","3weeks",1.1000000000000001,0.18,2078,""]
[null,"THGT_F400","THGT","F400","THGT_F400/6_12-900-6-1,1/0,18 kW STANDARD","6_12",6,12,"900-6","1,1/0,18 kW","STANDARD",2900,3140,3384,3144,3523,"/","4weeks",1.1000000000000001,0.18,2132,""]
[null,"THGT_F300","THGT","F300","THGT_F300/6_12-900-6-1,5/0,25 kW STANDARD","6_12",6,12,"900-6","1,5/0,25 kW","STANDARD",2224,2465,2708,2469,2848,"/","5weeks",1.5,0.25,2079,""]
[null,"THGT_F400","THGT","F400","THGT_F400/6_12-900-6-2,2/0,37 kW STANDARD","6_12",6,12,"900-6","2,2/0,37 kW","STANDARD",3154,3393,3637,3397,3776,"/","4weeks",2.2000000000000002,0.37,2134,""]
[null,"THGT_F400","THGT","F400","THGT_F400/6_12-900-6-3/0,55 kW STANDARD","6_12",6,12,"900-6","3/0,55 kW","STANDARD",4015,4311,4554,4259,4695,"/","to be confirmed",3,0.55000000000000004,2135,""]
[null,"THGT_F200","THGT","F200","THGT_F200/6_12-900-9-1,3/0,2 kW STANDARD","6_12",6,12,"900-9","1,3/0,2 kW","STANDARD",2302,2543,2786,2547,2926,"/","to be confirmed",1.3,0.2,2025,""]
[null,"THGT_F200","THGT","F200","THGT_F200/6_12-900-9-2,2/0,37 kW STANDARD","6_12",6,12,"900-9","2,2/0,37 kW","STANDARD",2498,2738,2981,2742,3122,"/","to be confirmed",2.2000000000000002,0.37,2027,""]
[null,"THGT_F300","THGT","F300","THGT_F300/6_12-900-9-3/0,55 kW STANDARD","6_12",6,12,"900-9","3/0,55 kW","STANDARD",2978,3273,3518,3222,3658,"/","5weeks",3,0.55000000000000004,2081,""]
[null,"THGT_F200","THGT","F200","THGT_F200/6-1000-3-1,5 kW STANDARD",6,6,0,"1000-3","1,5 kW","STANDARD",1878,2118,2470,2230,2610,"/","to be confirmed",1.5,0,1834,""]
[null,"THGT_F300","THGT","F300","THGT_F300/6-1000-3-1,5 kW IE3",6,6,0,"1000-3","1,5 kW","IE3",2169,2408,2760,2520,2901,"/","to be confirmed",1.5,0,5901,""]
[null,"THGT_F400","THGT","F400","THGT_F400/6-1000-3-1,5 kW IE3",6,6,0,"1000-3","1,5 kW","IE3",2761,3000,3352,3113,3492,"/","to be confirmed",1.5,0,6034,""]
[null,"THGT_F400","THGT","F400","THGT_F400/6-1000-3-2,2 kW IE3",6,6,0,"1000-3","2,2 kW","IE3",2824,3064,3416,3176,3556,"/","to be confirmed",2.2000000000000002,0,6150,""]
[null,"THGT_F200","THGT","F200","THGT_F200/6-1000-3-3 kW IE3",6,6,0,"1000-3","3 kW","IE3",{"$error":"#N/A"},{"$error":"#N/A"},{"$error":"#N/A"},{"$error":"#N/A"},{"$error":"#N/A"},"/",{"$error":"#N/A"},3,0,6111,"IF YOU NEED PRICE CONTACT SALES DEPARTMENT"]
[null,"THGT_F400","THGT","F400","THGT_F400/6-1000-3-3 kW IE3",6,6,0,"1000-3","3 kW","IE3",3182,3478,3830,3534,3969,"/","to be confirmed",3,0,5841,""]
[null,"THGT_F300","THGT","F300","THGT_F300/6-1000-3-4 kW STANDARD",6,6,0,"1000-3","4 kW","STANDARD",2675,2970,3322,3027,3461,"/","to be confirmed",4,0,1879,""]
[null,"THGT_F400","THGT","F400","THGT_F400/6-1000-3-4 kW STANDARD",6,6,0,"1000-3","4 kW","STANDARD",3237,3533,3884,3588,4024,"/","4weeks",4,0,1921,""]
[null,"THGT_F300","THGT","F300","THGT_F300/6-1000-6-1,5 kW IE3",6,6,0,"1000-6","1,5 kW","IE3",2277,2516,2868,2629,3009,"/","to be confirmed",1.5,0,5901,""]
[null,"THGT_F300","THGT","F300","THGT_F300/6-1000-6-1,5 kW STANDARD",6,6,0,"1000-6","1,5 kW","STANDARD",2203,2444,2796,2555,2935,"/","to be confirmed",1.5,0,1876,""]
[null,"THGT_F200","THGT","F200","THGT_F200/6-1000-6-2,2 kW STANDARD",6,6,0,"1000-6","2,2 kW","STANDARD",2102,2342,2694,2453,2833,"/","to be confirmed",2.2000000000000002,0,1835,""]
[null,"THGT_F400","THGT","F400","THGT_F400/6-1000-6-2,2 kW IE3",6,6,0,"1000-6","2,2 kW","IE3",2932,3171,3523,3284,3664,"/","to be confirmed",2.2000000000000002,0,6150,""]
[null,"THGT_F300","THGT","F300","THGT_F300/6-1000-6-3 kW IE3",6,6,0,"1000-6","3 kW","IE3",2756,3052,3404,3107,3543,"/","to be confirmed",3,0,5884,""]
[null,"THGT_F400","THGT","F400","THGT_F400/6-1000-6-3 kW IE3",6,6,0,"1000-6","3 kW","IE3",3290,3585,3938,3642,4078,"/","to be confirmed",3,0,5841,""]
[null,"THGT_F300","THGT","F300","THGT_F300/6-1000-6-4 kW IE3",6,6,0,"1000-6","4 kW","IE3",2919,3215,3566,3271,3706,"/","to be confirmed",4,0,6154,""]
[null,"THGT_F200","THGT","F200","THGT_F200/6-1000-6-5,5 kW STANDARD",6,6,0,"1000-6","5,5 kW","STANDARD",2617,2921,3272,2969,3412,"/","to be confirmed",5.5,0,1838,""]
[null,"THGT_F200","THGT","F200","THGT_F200/6-1000-6-5,5 kW IE3",6,6,0,"1000-6","5,5 kW","IE3",{"$error":"#N/A"},{"$error":"#N/A"},{"$error":"#N/A"},{"$error":"#N/A"},{"$error":"#N/A"},"/",{"$error":"#N/A"},5.5,0,6069,"IF YOU NEED PRICE CONTACT SALES DEPARTMENT"]
[null,"THGT_F200","THGT","F200","THGT_F200/6-1000-9-2,2 kW STANDARD",6,6,0,"1000-9","2,2 kW","STANDARD",2201,2442,2793,2553,2933,"/","to be confirmed",2.2000000000000002,0,1835,""]
[null,"THGT_F400","THGT","F400","THGT_F400/6-1000-9-2,2 kW STANDARD",6,6,0,"1000-9","2,2 kW","STANDARD",2906,3145,3497,3258,3637,"/","3weeks",2.2000000000000002,0,1919,""]
[null,"THGT_F300","THGT","F300","THGT_F300/6-1000-9-3 kW STANDARD",6,6,0,"1000-9","3 kW","STANDARD",2735,3031,3383,3086,3522,"/","to be confirmed",3,0,1878,""]
[null,"THGT_F400","THGT","F400","THGT_F400/6-1000-9-3 kW STANDARD",6,6,0,"1000-9","3 kW","STANDARD",3230,3526,3878,3582,4018,"/","4weeks",3,0,1920,""]
[null,"THGT_F300","THGT","F300","THGT_F300/6-1000-9-4 kW IE3",6,6,0,"1000-9","4 kW","IE3",3019,3314,3666,3371,3806,"/","to be confirmed",4,0,6154,""]
[null,"THGT_F200","THGT","F200","THGT_F200/6-1000-9-5,5 kW STANDARD",6,6,0,"1000-9","5,5 kW","STANDARD",2717,3020,3372,3069,3512,"/","to be confirmed",5.5,0,1838,""]
[null,"THGT_F400","THGT","F400","THGT_F400/6-1000-9-5,5 kW STANDARD",6,6,0,"1000-9","5,5 kW","STANDARD",4001,4304,4656,4353,4796,"/","4weeks",5.5,0,1922,""]
[null,"THGT_F200","THGT","F200","THGT_F200/6-1000-9-7,5 kW IE3",6,6,0,"1000-9","7,5 kW","IE3",{"$error":"#N/A"},{"$error":"#N/A"},{"$error":"#N/A"},{"$error":"#N/A"},{"$error":"#N/A"},"/",{"$error":"#N/A"},7.5,0,6112,"IF YOU NEED PRICE CONTACT SALES DEPARTMENT"]
[null,"THGT_F300","THGT","F300","THGT_F300/6-1000-9-7,5 kW STANDARD",6,6,0,"1000-9","7,5 kW","STANDARD",3806,4109,4461,4157,4602,"/","to be confirmed",7.5,0,1881,""]
[null,"THGT_F300","THGT","F300","THGT_F300/6-1120-3-1,5 kW IE3",6,6,0,"1120-3","1,5 kW","IE3",2529,2768,3547,3308,3707,"/","to be confirmed",1.5,0,5901,""]
[null,"THGT_F200","THGT","F200","THGT_F200/6-1120-3-2,2 kW STANDARD",6,6,0,"1120-3","2,2 kW","STANDARD",2354,2593,3373,3133,3533,"/","to be confirmed",2.2000000000000002,0,1835,""]
[null,"THGT_F400","THGT","F400","THGT_F400/6-1120-3-2,2 kW STANDARD",6,6,0,"1120-3","2,2 kW","STANDARD",3057,3296,4077,3836,4236,"/","3weeks",2.2000000000000002,0,1919,""]
[null,"THGT_F300","THGT","F300","THGT_F300/6-1120-3-3 kW IE3",6,6,0,"1120-3","3 kW","IE3",3008,3303,4083,3787,4242,"/","to be confirmed",3,0,5884,""]
[null,"THGT_F400","THGT","F400","THGT_F400/6-1120-3-3 kW IE3",6,6,0,"1120-3","3 kW","IE3",3542,3837,4616,4321,4777,"/","to be confirmed",3,0,5841,""]
[null,"THGT_F300","THGT","F300","THGT_F300/6-1120-3-4 kW STANDARD",6,6,0,"1120-3","4 kW","STANDARD",3034,3330,4109,3813,4269,"/","to be confirmed",4,0,1879,""]
[null,"THGT_F300","THGT","F300","THGT_F300/6-1120-3-4 kW IE3",6,6,0,"1120-3","4 kW","IE3",3170,3467,4246,3950,4405,"/","to be confirmed",4,0,6154,""]
[null,"THGT_F200","THGT","F200","THGT_F200/6-1120-3-5,5 kW STANDARD",6,6,0,"1120-3","5,5 kW","STANDARD",2868,3171,3952,3647,4111,"/","to be confirmed",5.5,0,1838,""]
[null,"THGT_F400","THGT","F400","THGT_F400/6-1120-3-5,5 kW STANDARD",6,6,0,"1120-3","5,5 kW","STANDARD",4152,4457,5236,4932,5395,"/","4weeks",5.5,0,1922,""]
[null,"THGT_F300","THGT","F300","THGT_F300/6-1250-3-11 kW STANDARD",6,6,0,"1250-3","11 kW","STANDARD",4710,5389,6228,5550,6389,"/","to be confirmed",11,0,1883,""]
[null,"THGT_F200","THGT","F200","THGT_F200/6-1250-3-2,2 kW STANDARD",6,6,0,"1250-3","2,2 kW","STANDARD",2413,2653,3493,3252,3652,"/","to be confirmed",2.2000000000000002,0,1835,""]
[null,"THGT_F400","THGT","F400","THGT_F400/6-1250-3-2,2 kW IE3",6,6,0,"1250-3","2,2 kW","IE3",3244,3483,4322,4083,4483,"/","to be confirmed",2.2000000000000002,0,6150,""]
[null,"THGT_F300","THGT","F300","THGT_F300/6-1250-3-3 kW IE3",6,6,0,"1250-3","3 kW","IE3",3068,3363,4203,3906,4362,"/","to be confirmed",3,0,5884,""]
[null,"THGT_F400","THGT","F400","THGT_F400/6-1250-3-3 kW STANDARD",6,6,0,"1250-3","3 kW","STANDARD",3442,3738,4577,4281,4737,"/","4weeks",3,0,1920,""]
[null,"THGT_F200","THGT","F200","THGT_F200/6-1250-3-4 kW IE3",6,6,0,"1250-3","4 kW","IE3",{"$error":"#N/A"},{"$error":"#N/A"},{"$error":"#N/A"},{"$error":"#N/A"},{"$error":"#N/A"},"/",{"$error":"#N/A"},4,0,6224,"IF YOU NEED PRICE CONTACT SALES DEPARTMENT"]
[null,"THGT_F300","THGT","F300","THGT_F300/6-1250-3-4 kW STANDARD",6,6,0,"1250-3","4 kW","STANDARD",3094,3390,4229,3933,4388,"/","to be confirmed",4,0,1879,""]
[null,"THGT_F200","THGT","F200","THGT_F200/6-1250-3-5,5 kW IE3",6,6,0,"1250-3","5,5 kW","IE3",{"$error":"#N/A"},{"$error":"#N/A"},{"$error":"#N/A"},{"$error":"#N/A"},{"$error":"#N/A"},"/",{"$error":"#N/A"},5.5,0,6069,"IF YOU NEED PRICE CONTACT SALES DEPARTMENT"]
[null,"THGT_F200","THGT","F200","THGT_F200/6-1250-3-7,5 kW STANDARD",6,6,0,"1250-3","7,5 kW","STANDARD",3364,3667,4506,4203,4667,"/","to be confirmed",7.5,0,1839,""]
[null,"THGT_F300","THGT","F300","THGT_F300/6-1250-3-7,5 kW STANDARD",6,6,0,"1250-3","7,5 kW","STANDARD",4018,4321,5160,4857,5321,"/","to be confirmed",7.5,0,1881,""]
[null,"THGT_F200","THGT","F200","THGT_F200/6-1250-6-11 kW IE3",6,6,0,"1250-6","11 kW","IE3",{"$error":"#N/A"},{"$error":"#N/A"},{"$error":"#N/A"},{"$error":"#N/A"},{"$error":"#N/A"},"/",{"$error":"#N/A"},11,0,6115,"IF YOU NEED PRICE CONTACT SALES DEPARTMENT"]
[null,"THGT_F400","THGT","F400","THGT_F400/6-1250-6-11 kW STANDARD",6,6,0,"1250-6","11 kW","STANDARD",5699,6378,7218,6539,7378,"/","4weeks",11,0,1925,""]
[null,"THGT_F200","THGT","F200","THGT_F200/6-1250-6-15 kW STANDARD",6,6,0,"1250-6","15 kW","STANDARD",4543,5222,6061,5382,6221,"/","to be confirmed",15,0,1841,""]
[null,"THGT_F300","THGT","F300","THGT_F300/6-1250-6-15 kW STANDARD",6,6,0,"1250-6","15 kW","STANDARD",5596,6275,7114,6435,7274,"/","to be confirmed",15,0,1884,""]
[null,"THGT_F400","THGT","F400","THGT_F400/6-1250-6-15 kW IE3",6,6,0,"1250-6","15 kW","IE3",7014,7694,8534,7854,8693,"/","to be confirmed",15,0,6023,""]
[null,"THGT_F300","THGT","F300","THGT_F300/6-1250-6-4 kW IE3",6,6,0,"1250-6","4 kW","IE3",3343,3638,4478,4182,4637,"/","to be confirmed",4,0,6154,""]
[null,"THGT_F200","THGT","F200","THGT_F200/6-1250-6-5,5 kW IE3",6,6,0,"1250-6","5,5 kW","IE3",{"$error":"#N/A"},{"$error":"#N/A"},{"$error":"#N/A"},{"$error":"#N/A"},{"$error":"#N/A"},"/",{"$error":"#N/A"},5.5,0,6069,"IF YOU NEED PRICE CONTACT SALES DEPARTMENT"]
[null,"THGT_F400","THGT","F400","THGT_F400/6-1250-6-5,5 kW STANDARD",6,6,0,"1250-6","5,5 kW","STANDARD",4324,4628,5467,5163,5627,"/","4weeks",5.5,0,1922,""]
[null,"THGT_F300","THGT","F300","THGT_F300/6-1250-6-7,5 kW STANDARD",6,6,0,"1250-6","7,5 kW","STANDARD",4129,4434,5273,4969,5432,"/","to be confirmed",7.5,0,1881,""]
[null,"THGT_F200","THGT","F200","THGT_F200/6-1250-9-11 kW STANDARD",6,6,0,"1250-9","11 kW","STANDARD",4191,4870,5709,5030,5869,"/","3weeks",11,0,1840,""]
[null,"THGT_F200","THGT","F200","THGT_F200/6-1250-9-11 kW IE3",6,6,0,"1250-9","11 kW","IE3",{"$error":"#N/A"},{"$error":"#N/A"},{"$error":"#N/A"},{"$error":"#N/A"},{"$error":"#N/A"},"/",{"$error":"#N/A"},11,0,6115,"IF YOU NEED PRICE CONTACT SALES DEPARTMENT"]
[null,"THGT_F300","THGT","F300","THGT_F300/6-1250-9-11 kW STANDARD",6,6,0,"1250-9","11 kW","STANDARD",4990,5669,6508,5829,6668,"/","to be confirmed",11,0,1883,""]
[null,"THGT_F300","THGT","F300","THGT_F300/6-1250-9-11 kW IE3",6,6,0,"1250-9","11 kW","IE3",5276,5955,6794,6115,6954,"/","to be confirmed",11,0,6195,""]
[null,"THGT_F400","THGT","F400","THGT_F400/6-1250-9-11 kW STANDARD",6,6,0,"1250-9","11 kW","STANDARD",5867,6546,7385,6707,7546,"/","4weeks",11,0,1925,""]
[null,"THGT_F400","THGT","F400","THGT_F400/6-1250-9-11 kW IE3",6,6,0,"1250-9","11 kW","IE3",6204,6882,7722,7043,7882,"/","to be confirmed",11,0,5976,""]
[null,"THGT_F200","THGT","F200","THGT_F200/6-1250-9-15 kW STANDARD",6,6,0,"1250-9","15 kW","STANDARD",4711,5390,6229,5550,6389,"/","to be confirmed",15,0,1841,""]
[null,"THGT_F200","THGT","F200","THGT_F200/6-1250-9-15 kW IE3",6,6,0,"1250-9","15 kW","IE3",{"$error":"#N/A"},{"$error":"#N/A"},{"$error":"#N/A"},{"$error":"#N/A"},{"$error":"#N/A"},"/",{"$error":"#N/A"},15,0,5815,"IF YOU NEED PRICE CONTACT SALES DEPARTMENT"]
[null,"THGT_F300","THGT","F300","THGT_F300/6-1250-9-15 kW IE3",6,6,0,"1250-9","15 kW","IE3",6126,6806,7646,6966,7805,"/","to be confirmed",15,0,5808,""]
[null,"THGT_F300","THGT","F300","THGT_F300/6-1250-9-15 kW STANDARD",6,6,0,"1250-9","15 kW","STANDARD",5763,6442,7282,6603,7442,"/","to be confirmed",15,0,1884,""]
[null,"THGT_F400","THGT","F400","THGT_F400/6-1250-9-15 kW STANDARD",6,6,0,"1250-9","15 kW","STANDARD",6766,7445,8284,7605,8444,"/","4weeks",15,0,1926,""]
[null,"THGT_F400","THGT","F400","THGT_F400/6-1250-9-15 kW IE3",6,6,0,"1250-9","15 kW","IE3",7182,7862,8701,8021,8861,"/","to be confirmed",15,0,6023,""]
[null,"THGT_F200","THGT","F200","THGT_F200/6-1250-9-18,5 kW STANDARD",6,6,0,"1250-9","18,5 kW","STANDARD",5226,5978,6817,6066,6977,"/","to be confirmed",18.5,0,1842,""]
[null,"THGT_F200","THGT","F200","THGT_F200/6-1250-9-18,5 kW IE3",6,6,0,"1250-9","18,5 kW","IE3",{"$error":"#N/A"},{"$error":"#N/A"},{"$error":"#N/A"},{"$error":"#N/A"},{"$error":"#N/A"},"/",{"$error":"#N/A"},18.5,0,6151,"IF YOU NEED PRICE CONTACT SALES DEPARTMENT"]
[null,"THGT_F300","THGT","F300","THGT_F300/6-1250-9-18,5 kW STANDARD",6,6,0,"1250-9","18,5 kW","STANDARD",7050,7801,8640,7889,8801,"/","to be confirmed",18.5,0,1885,""]
[null,"THGT_F300","THGT","F300","THGT_F300/6-1250-9-18,5 kW IE3",6,6,0,"1250-9","18,5 kW","IE3",7542,8293,9132,8382,9292,"/","to be confirmed",18.5,0,5977,""]
[null,"THGT_F400","THGT","F400","THGT_F400/6-1250-9-18,5 kW STANDARD",6,6,0,"1250-9","18,5 kW","STANDARD",8259,9009,9848,9098,10008,"/","to be confirmed",18.5,0,1927,""]
[null,"THGT_F400","THGT","F400","THGT_F400/6-1250-9-18,5 kW IE3",6,6,0,"1250-9","18,5 kW","IE3",8810,9561,10401,9649,10560,"/","to be confirmed",18.5,0,6006,""]
[null,"THGT_F200","THGT","F200","THGT_F200/6-1250-9-22 kW IE3",6,6,0,"1250-9","22 kW","IE3",{"$error":"#N/A"},{"$error":"#N/A"},{"$error":"#N/A"},{"$error":"#N/A"},{"$error":"#N/A"},"/",{"$error":"#N/A"},22,0,6152,"IF YOU NEED PRICE CONTACT SALES DEPARTMENT"]
[null,"THGT_F200","THGT","F200","THGT_F200/6-1250-9-22 kW STANDARD",6,6,0,"1250-9","22 kW","STANDARD",5765,6517,7356,6605,7515,"/","to be confirmed",22,0,1843,""]
[null,"THGT_F300","THGT","F300","THGT_F300/6-1250-9-22 kW STANDARD",6,6,0,"1250-9","22 kW","STANDARD",7356,8106,8946,8195,9106,"/","to be confirmed",22,0,1886,""]
[null,"THGT_F300","THGT","F300","THGT_F300/6-1250-9-22 kW IE3",6,6,0,"1250-9","22 kW","IE3",7879,8629,9468,8718,9628,"/","to be confirmed",22,0,6097,""]
[null,"THGT_F400","THGT","F400","THGT_F400/6-1250-9-22 kW IE3",6,6,0,"1250-9","22 kW","IE3",9229,9981,10820,10068,10979,"/","to be confirmed",22,0,5899,""]
[null,"THGT_F400","THGT","F400","THGT_F400/6-1250-9-22 kW STANDARD",6,6,0,"1250-9","22 kW","STANDARD",8643,9394,10234,9482,10393,"/","to be confirmed",22,0,1928,""]
[null,"THGT_F200","THGT","F200","THGT_F200/6-1250-9-5,5 kW STANDARD",6,6,0,"1250-9","5,5 kW","STANDARD",3208,3512,4351,4047,4510,"/","to be confirmed",5.5,0,1838,""]
[null,"THGT_F200","THGT","F200","THGT_F200/6-1250-9-5,5 kW IE3",6,6,0,"1250-9","5,5 kW","IE3",{"$error":"#N/A"},{"$error":"#N/A"},{"$error":"#N/A"},{"$error":"#N/A"},{"$error":"#N/A"},"/",{"$error":"#N/A"},5.5,0,6069,"IF YOU NEED PRICE CONTACT SALES DEPARTMENT"]
[null,"THGT_F300","THGT","F300","THGT_F300/6-1250-9-5,5 kW STANDARD",6,6,0,"1250-9","5,5 kW","STANDARD",3633,3937,4777,4473,4937,"/","to be confirmed",5.5,0,1880,""]
[null,"THGT_F400","THGT","F400","THGT_F400/6-1250-9-5,5 kW STANDARD",6,6,0,"1250-9","5,5 kW","STANDARD",4492,4796,5635,5331,5794,"/","4weeks",5.5,0,1922,""]
[null,"THGT_F200","THGT","F200","THGT_F200/6-1250-9-7,5 kW STANDARD",6,6,0,"1250-9","7,5 kW","STANDARD",3643,3947,4786,4483,4946,"/","to be confirmed",7.5,0,1839,""]
[null,"THGT_F200","THGT","F200","THGT_F200/6-1250-9-7,5 kW IE3",6,6,0,"1250-9","7,5 kW","IE3",{"$error":"#N/A"},{"$error":"#N/A"},{"$error":"#N/A"},{"$error":"#N/A"},{"$error":"#N/A"},"/",{"$error":"#N/A"},7.5,0,6112,"IF YOU NEED PRICE CONTACT SALES DEPARTMENT"]
[null,"THGT_F300","THGT","F300","THGT_F300/6-1250-9-7,5 kW IE3",6,6,0,"1250-9","7,5 kW","IE3",4514,4818,5657,5353,5816,"/","to be confirmed",7.5,0,6164,""]
[null,"THGT_F300","THGT","F300","THGT_F300/6-1250-9-7,5 kW STANDARD",6,6,0,"1250-9","7,5 kW","STANDARD",4297,4601,5441,5136,5600,"/","to be confirmed",7.5,0,1881,""]
[null,"THGT_F400","THGT","F400","THGT_F400/6-1250-9-7,5 kW STANDARD",6,6,0,"1250-9","7,5 kW","STANDARD",4765,5069,5908,5604,6068,"/","4weeks",7.5,0,1923,""]
[null,"THGT_F400","THGT","F400","THGT_F400/6-1250-9-7,5 kW IE3",6,6,0,"1250-9","7,5 kW","IE3",5003,5306,6145,5842,6305,"/","to be confirmed",7.5,0,5804,""]
[null,"THGT_F200","THGT","F200","THGT_F200/6-1409-12-18,5 kW STANDARD",6,6,0,"1409-12","18,5 kW","STANDARD",9006,9384,10184,10561,11731,"/","to be confirmed",18.5,0,1842,""]
[null,"THGT_F200","THGT","F200","THGT_F200/6-1409-12-18,5 kW IE3",6,6,0,"1409-12","18,5 kW","IE3",{"$error":"#N/A"},{"$error":"#N/A"},{"$error":"#N/A"},{"$error":"#N/A"},{"$error":"#N/A"},"/",{"$error":"#N/A"},18.5,0,6151,"IF YOU NEED PRICE CONTACT SALES DEPARTMENT"]
[null,"THGT_F300","THGT","F300","THGT_F300/6-1409-12-18,5 kW IE3",6,6,0,"1409-12","18,5 kW","IE3",11193,11570,12371,12749,13918,"/","to be confirmed",18.5,0,5977,""]
[null,"THGT_F300","THGT","F300","THGT_F300/6-1409-12-18,5 kW STANDARD",6,6,0,"1409-12","18,5 kW","STANDARD",10728,11106,11906,12283,13453,"/","to be confirmed",18.5,0,1885,""]
[null,"THGT_F400","THGT","F400","THGT_F400/6-1409-12-18,5 kW STANDARD",6,6,0,"1409-12","18,5 kW","STANDARD",11870,12247,13048,13425,14594,"/","to be confirmed",18.5,0,1927,""]
[null,"THGT_F400","THGT","F400","THGT_F400/6-1409-12-18,5 kW IE3",6,6,0,"1409-12","18,5 kW","IE3",12390,12767,13569,13946,15115,"/","to be confirmed",18.5,0,6006,""]
[null,"THGT_F200","THGT","F200","THGT_F200/6-1409-12-22 kW STANDARD",6,6,0,"1409-12","22 kW","STANDARD",9516,9893,10693,11071,12240,"/","to be confirmed",22,0,1843,""]
[null,"THGT_F200","THGT","F200","THGT_F200/6-1409-12-22 kW IE3",6,6,0,"1409-12","22 kW","IE3",{"$error":"#N/A"},{"$error":"#N/A"},{"$error":"#N/A"},{"$error":"#N/A"},{"$error":"#N/A"},"/",{"$error":"#N/A"},22,0,6152,"IF YOU NEED PRICE CONTACT SALES DEPARTMENT"]
[null,"THGT_F300","THGT","F300","THGT_F300/6-1409-12-22 kW STANDARD",6,6,0,"1409-12","22 kW","STANDARD",11017,11395,12195,12572,13742,"/","to be confirmed",22,0,1886,""]
[null,"THGT_F300","THGT","F300","THGT_F300/6-1409-12-22 kW IE3",6,6,0,"1409-12","22 kW","IE3",11511,11889,12689,13066,14235,"/","to be confirmed",22,0,6097,""]
[null,"THGT_F400","THGT","F400","THGT_F400/6-1409-12-22 kW IE3",6,6,0,"1409-12","22 kW","IE3",12786,13163,13964,14341,15511,"/","to be confirmed",22,0,5899,""]
[null,"THGT_F400","THGT","F400","THGT_F400/6-1409-12-22 kW STANDARD",6,6,0,"1409-12","22 kW","STANDARD",12233,12610,13411,13788,14958,"/","to be confirmed",22,0,1928,""]
[null,"THGT_F200","THGT","F200","THGT_F200/6-1409-12-30 kW STANDARD",6,6,0,"1409-12","30 kW","STANDARD",12415,12792,13592,13969,15138,"/","to be confirmed",30,0,6143,""]
[null,"THGT_F200","THGT","F200","THGT_F200/6-1409-12-30 kW IE3",6,6,0,"1409-12","30 kW","IE3",{"$error":"#N/A"},{"$error":"#N/A"},{"$error":"#N/A"},{"$error":"#N/A"},{"$error":"#N/A"},"/",{"$error":"#N/A"},30,0,6046,"IF YOU NEED PRICE CONTACT SALES DEPARTMENT"]
[null,"THGT_F300","THGT","F300","THGT_F300/6-1409-12-30 kW IE3",6,6,0,"1409-12","30 kW","IE3",13950,14327,15127,15505,16674,"/","to be confirmed",30,0,6120,""]
[null,"THGT_F300","THGT","F300","THGT_F300/6-1409-12-30 kW STANDARD",6,6,0,"1409-12","30 kW","STANDARD",14056,14433,15233,15611,16779,"/","to be confirmed",30,0,5774,""]
[null,"THGT_F400","THGT","F400","THGT_F400/6-1409-12-30 kW STANDARD",6,6,0,"1409-12","30 kW","STANDARD",15346,15723,16523,16900,18070,"/","to be confirmed",30,0,4245,""]
[null,"THGT_F400","THGT","F400","THGT_F400/6-1409-12-30 kW IE3",6,6,0,"1409-12","30 kW","IE3",15345,15722,16522,16899,18069,"/","to be confirmed",30,0,6084,""]
[null,"THGT_F200","THGT","F200","THGT_F200/6-1409-12-37 kW STANDARD",6,6,0,"1409-12","37 kW","STANDARD","/",13581,14759,"/",15929,"/","7weeks",37,0,6142,""]
[null,"THGT_F200","THGT","F200","THGT_F200/6-1409-12-37 kW IE3",6,6,0,"1409-12","37 kW","IE3","/",14223,15400,"/",16569,"/","7weeks",37,0,6169,""]
[null,"THGT_F300","THGT","F300","THGT_F300/6-1409-12-37 kW STANDARD",6,6,0,"1409-12","37 kW","STANDARD","/",15070,16248,"/",17418,"/","7weeks",37,0,6207,""]
[null,"THGT_F300","THGT","F300","THGT_F300/6-1409-12-37 kW IE3",6,6,0,"1409-12","37 kW","IE3","/",15759,16937,"/",18107,"/","7weeks",37,0,6284,""]
[null,"THGT_F400","THGT","F400","THGT_F400/6-1409-12-37 kW STANDARD",6,6,0,"1409-12","37 kW","STANDARD","/",17132,18309,"/",19479,"/","7weeks",37,0,4246,""]
[null,"THGT_F400","THGT","F400","THGT_F400/6-1409-12-37 kW IE3",6,6,0,"1409-12","37 kW","IE3","/",17879,19057,"/",20227,"/","7weeks",37,0,6244,""]
[null,"THGT_F200","THGT","F200","THGT_F200/6-1409-12-45 kW IE3",6,6,0,"1409-12","45 kW","IE3","/",18319,19496,"/",20666,"/","7weeks",45,0,5993,""]
[null,"THGT_F200","THGT","F200","THGT_F200/6-1409-12-45 kW STANDARD",6,6,0,"1409-12","45 kW","STANDARD","/",17339,18517,"/",19687,"/","7weeks",45,0,5904,""]
[null,"THGT_F300","THGT","F300","THGT_F300/6-1409-12-45 kW IE3",6,6,0,"1409-12","45 kW","IE3","/",20657,21834,"/",23004,"/","7weeks",45,0,6241,""]
[null,"THGT_F300","THGT","F300","THGT_F300/6-1409-12-45 kW STANDARD",6,6,0,"1409-12","45 kW","STANDARD","/",19605,20783,"/",21953,"/","7weeks",45,0,5900,""]
[null,"THGT_F400","THGT","F400","THGT_F400/6-1409-12-45 kW STANDARD",6,6,0,"1409-12","45 kW","STANDARD","/",23673,24851,"/",26021,"/","7weeks",45,0,4247,""]
[null,"THGT_F400","THGT","F400","THGT_F400/6-1409-12-45 kW IE3",6,6,0,"1409-12","45 kW","IE3","/",24878,26056,"/",27225,"/","7weeks",45,0,6085,""]
[null,"THGT_F200","THGT","F200","THGT_F200/6-1409-12-55 kW STANDARD",6,6,0,"1409-12","55 kW","STANDARD","/",17616,18794,"/",19964,"/","7weeks",55,0,5816,""]
[null,"THGT_F200","THGT","F200","THGT_F200/6-1409-12-55 kW IE3",6,6,0,"1409-12","55 kW","IE3","/",18620,19798,"/",20968,"/","7weeks",55,0,6131,""]
[null,"THGT_F300","THGT","F300","THGT_F300/6-1409-12-55 kW STANDARD",6,6,0,"1409-12","55 kW","STANDARD","/",19745,20923,"/",22092,"/","7weeks",55,0,6157,""]
[null,"THGT_F300","THGT","F300","THGT_F300/6-1409-12-55 kW IE3",6,6,0,"1409-12","55 kW","IE3","/",20808,21985,"/",23155,"/","7weeks",55,0,5903,""]
[null,"THGT_F400","THGT","F400","THGT_F400/6-1409-12-55 kW STANDARD",6,6,0,"1409-12","55 kW","STANDARD","/",22963,24140,"/",25310,"/","7weeks",55,0,5876,""]
[null,"THGT_F400","THGT","F400","THGT_F400/6-1409-12-55 kW IE3",6,6,0,"1409-12","55 kW","IE3","/",24118,25295,"/",26465,"/","7weeks",55,0,5994,""]
[null,"THGT_F200","THGT","F200","THGT_F200/6-1409-3-11 kW IE3",6,6,0,"1409-3","11 kW","IE3",{"$error":"#N/A"},{"$error":"#N/A"},{"$error":"#N/A"},{"$error":"#N/A"},{"$error":"#N/A"},"/",{"$error":"#N/A"},11,0,6115,"IF YOU NEED PRICE CONTACT SALES DEPARTMENT"]
[null,"THGT_F200","THGT","F200","THGT_F200/6-1409-3-11 kW STANDARD",6,6,0,"1409-3","11 kW","STANDARD",6731,7108,7908,8286,9456,"/","3weeks",11,0,1840,""]
[null,"THGT_F300","THGT","F300","THGT_F300/6-1409-3-11 kW IE3",6,6,0,"1409-3","11 kW","IE3",7755,8133,8933,9310,10479,"/","to be confirmed",11,0,6195,""]
[null,"THGT_F300","THGT","F300","THGT_F300/6-1409-3-11 kW STANDARD",6,6,0,"1409-3","11 kW","STANDARD",7485,7863,8663,9040,10210,"/","to be confirmed",11,0,1883,""]
[null,"THGT_F400","THGT","F400","THGT_F400/6-1409-3-11 kW STANDARD",6,6,0,"1409-3","11 kW","STANDARD",8313,8691,9491,9868,11038,"/","4weeks",11,0,1925,""]
[null,"THGT_F400","THGT","F400","THGT_F400/6-1409-3-11 kW IE3",6,6,0,"1409-3","11 kW","IE3",8631,9008,9809,10187,11356,"/","to be confirmed",11,0,5976,""]
[null,"THGT_F200","THGT","F200","THGT_F200/6-1409-3-15 kW STANDARD",6,6,0,"1409-3","15 kW","STANDARD",7221,7599,8399,8776,9946,"/","to be confirmed",15,0,1841,""]
[null,"THGT_F200","THGT","F200","THGT_F200/6-1409-3-15 kW IE3",6,6,0,"1409-3","15 kW","IE3",{"$error":"#N/A"},{"$error":"#N/A"},{"$error":"#N/A"},{"$error":"#N/A"},{"$error":"#N/A"},"/",{"$error":"#N/A"},15,0,5815,"IF YOU NEED PRICE CONTACT SALES DEPARTMENT"]
[null,"THGT_F300","THGT","F300","THGT_F300/6-1409-3-15 kW STANDARD",6,6,0,"1409-3","15 kW","STANDARD",8216,8593,9394,9771,10940,"/","to be confirmed",15,0,1884,""]
[null,"THGT_F300","THGT","F300","THGT_F300/6-1409-3-15 kW IE3",6,6,0,"1409-3","15 kW","IE3",8559,8936,9736,10114,11284,"/","to be confirmed",15,0,5808,""]
[null,"THGT_F400","THGT","F400","THGT_F400/6-1409-3-15 kW IE3",6,6,0,"1409-3","15 kW","IE3",9557,9933,10734,11111,12280,"/","to be confirmed",15,0,6023,""]
[null,"THGT_F400","THGT","F400","THGT_F400/6-1409-3-15 kW STANDARD",6,6,0,"1409-3","15 kW","STANDARD",9162,9540,10340,10717,11886,"/","4weeks",15,0,1926,""]
[null,"THGT_F200","THGT","F200","THGT_F200/6-1409-3-18,5 kW STANDARD",6,6,0,"1409-3","18,5 kW","STANDARD",7709,8087,8887,9264,10433,"/","to be confirmed",18.5,0,1842,""]
[null,"THGT_F200","THGT","F200","THGT_F200/6-1409-3-18,5 kW IE3",6,6,0,"1409-3","18,5 kW","IE3",{"$error":"#N/A"},{"$error":"#N/A"},{"$error":"#N/A"},{"$error":"#N/A"},{"$error":"#N/A"},"/",{"$error":"#N/A"},18.5,0,6151,"IF YOU NEED PRICE CONTACT SALES DEPARTMENT"]
[null,"THGT_F300","THGT","F300","THGT_F300/6-1409-3-18,5 kW STANDARD",6,6,0,"1409-3","18,5 kW","STANDARD",9431,9807,10609,10986,12155,"/","to be confirmed",18.5,0,1885,""]
[null,"THGT_F300","THGT","F300","THGT_F300/6-1409-3-18,5 kW IE3",6,6,0,"1409-3","18,5 kW","IE3",9896,10273,11073,11450,12619,"/","to be confirmed",18.5,0,5977,""]
[null,"THGT_F400","THGT","F400","THGT_F400/6-1409-3-18,5 kW STANDARD",6,6,0,"1409-3","18,5 kW","STANDARD",10572,10949,11749,12127,13297,"/","to be confirmed",18.5,0,1927,""]
[null,"THGT_F400","THGT","F400","THGT_F400/6-1409-3-18,5 kW IE3",6,6,0,"1409-3","18,5 kW","IE3",11093,11470,12270,12648,13817,"/","to be confirmed",18.5,0,6006,""]
[null,"THGT_F200","THGT","F200","THGT_F200/6-1409-3-7,5 kW STANDARD",6,6,0,"1409-3","7,5 kW","STANDARD",6213,6591,7391,7768,8938,"/","to be confirmed",7.5,0,1839,""]
[null,"THGT_F200","THGT","F200","THGT_F200/6-1409-3-7,5 kW IE3",6,6,0,"1409-3","7,5 kW","IE3",{"$error":"#N/A"},{"$error":"#N/A"},{"$error":"#N/A"},{"$error":"#N/A"},{"$error":"#N/A"},"/",{"$error":"#N/A"},7.5,0,6112,"IF YOU NEED PRICE CONTACT SALES DEPARTMENT"]
[null,"THGT_F300","THGT","F300","THGT_F300/6-1409-3-7,5 kW STANDARD",6,6,0,"1409-3","7,5 kW","STANDARD",6832,7209,8009,8386,9555,"/","to be confirmed",7.5,0,1881,""]
[null,"THGT_F300","THGT","F300","THGT_F300/6-1409-3-7,5 kW IE3",6,6,0,"1409-3","7,5 kW","IE3",7035,7413,8214,8591,9760,"/","to be confirmed",7.5,0,6164,""]
[null,"THGT_F400","THGT","F400","THGT_F400/6-1409-3-7,5 kW STANDARD",6,6,0,"1409-3","7,5 kW","STANDARD",7273,7651,8451,8828,9998,"/","4weeks",7.5,0,1923,""]
[null,"THGT_F400","THGT","F400","THGT_F400/6-1409-3-7,5 kW IE3",6,6,0,"1409-3","7,5 kW","IE3",7497,7874,8675,9053,10222,"/","to be confirmed",7.5,0,5804,""]
[null,"THGT_F200","THGT","F200","THGT_F200/6-1409-6-11 kW IE3",6,6,0,"1409-6","11 kW","IE3",{"$error":"#N/A"},{"$error":"#N/A"},{"$error":"#N/A"},{"$error":"#N/A"},{"$error":"#N/A"},"/",{"$error":"#N/A"},11,0,6115,"IF YOU NEED PRICE CONTACT SALES DEPARTMENT"]
[null,"THGT_F200","THGT","F200","THGT_F200/6-1409-6-11 kW STANDARD",6,6,0,"1409-6","11 kW","STANDARD",7160,7538,8339,8715,9885,"/","3weeks",11,0,1840,""]
[null,"THGT_F300","THGT","F300","THGT_F300/6-1409-6-11 kW STANDARD",6,6,0,"1409-6","11 kW","STANDARD",7915,8292,9092,9470,10640,"/","to be confirmed",11,0,1883,""]
[null,"THGT_F300","THGT","F300","THGT_F300/6-1409-6-11 kW IE3",6,6,0,"1409-6","11 kW","IE3",8185,8562,9363,9740,10910,"/","to be confirmed",11,0,6195,""]
[null,"THGT_F400","THGT","F400","THGT_F400/6-1409-6-11 kW STANDARD",6,6,0,"1409-6","11 kW","STANDARD",8744,9121,9922,10299,11469,"/","4weeks",11,0,1925,""]
[null,"THGT_F400","THGT","F400","THGT_F400/6-1409-6-11 kW IE3",6,6,0,"1409-6","11 kW","IE3",9061,9439,10239,10616,11786,"/","to be confirmed",11,0,5976,""]
[null,"THGT_F200","THGT","F200","THGT_F200/6-1409-6-15 kW STANDARD",6,6,0,"1409-6","15 kW","STANDARD",7652,8029,8829,9207,10377,"/","to be confirmed",15,0,1841,""]
[null,"THGT_F200","THGT","F200","THGT_F200/6-1409-6-15 kW IE3",6,6,0,"1409-6","15 kW","IE3",{"$error":"#N/A"},{"$error":"#N/A"},{"$error":"#N/A"},{"$error":"#N/A"},{"$error":"#N/A"},"/",{"$error":"#N/A"},15,0,5815,"IF YOU NEED PRICE CONTACT SALES DEPARTMENT"]
[null,"THGT_F300","THGT","F300","THGT_F300/6-1409-6-15 kW STANDARD",6,6,0,"1409-6","15 kW","STANDARD",8646,9023,9823,10201,11371,"/","to be confirmed",15,0,1884,""]
[null,"THGT_F300","THGT","F300","THGT_F300/6-1409-6-15 kW IE3",6,6,0,"1409-6","15 kW","IE3",8988,9366,10167,10544,11713,"/","to be confirmed",15,0,5808,""]
[null,"THGT_F400","THGT","F400","THGT_F400/6-1409-6-15 kW IE3",6,6,0,"1409-6","15 kW","IE3",9986,10364,11164,11541,12711,"/","to be confirmed",15,0,6023,""]
[null,"THGT_F400","THGT","F400","THGT_F400/6-1409-6-15 kW STANDARD",6,6,0,"1409-6","15 kW","STANDARD",9592,9969,10770,11147,12317,"/","4weeks",15,0,1926,""]
[null,"THGT_F200","THGT","F200","THGT_F200/6-1409-6-18,5 kW IE3",6,6,0,"1409-6","18,5 kW","IE3",{"$error":"#N/A"},{"$error":"#N/A"},{"$error":"#N/A"},{"$error":"#N/A"},{"$error":"#N/A"},"/",{"$error":"#N/A"},18.5,0,6151,"IF YOU NEED PRICE CONTACT SALES DEPARTMENT"]
[null,"THGT_F200","THGT","F200","THGT_F200/6-1409-6-18,5 kW STANDARD",6,6,0,"1409-6","18,5 kW","STANDARD",8139,8516,9316,9694,10864,"/","to be confirmed",18.5,0,1842,""]
[null,"THGT_F300","THGT","F300","THGT_F300/6-1409-6-18,5 kW IE3",6,6,0,"1409-6","18,5 kW","IE3",10325,10703,11503,11880,13050,"/","to be confirmed",18.5,0,5977,""]
[null,"THGT_F300","THGT","F300","THGT_F300/6-1409-6-18,5 kW STANDARD",6,6,0,"1409-6","18,5 kW","STANDARD",9861,10238,11038,11416,12586,"/","to be confirmed",18.5,0,1885,""]
[null,"THGT_F400","THGT","F400","THGT_F400/6-1409-6-18,5 kW IE3",6,6,0,"1409-6","18,5 kW","IE3",11523,11900,12700,13077,14247,"/","to be confirmed",18.5,0,6006,""]
[null,"THGT_F400","THGT","F400","THGT_F400/6-1409-6-18,5 kW STANDARD",6,6,0,"1409-6","18,5 kW","STANDARD",11002,11379,12179,12556,13726,"/","to be confirmed",18.5,0,1927,""]
[null,"THGT_F200","THGT","F200","THGT_F200/6-1409-6-22 kW STANDARD",6,6,0,"1409-6","22 kW","STANDARD",8647,9025,9825,10202,11372,"/","to be confirmed",22,0,1843,""]
[null,"THGT_F200","THGT","F200","THGT_F200/6-1409-6-22 kW IE3",6,6,0,"1409-6","22 kW","IE3",{"$error":"#N/A"},{"$error":"#N/A"},{"$error":"#N/A"},{"$error":"#N/A"},{"$error":"#N/A"},"/",{"$error":"#N/A"},22,0,6152,"IF YOU NEED PRICE CONTACT SALES DEPARTMENT"]
[null,"THGT_F300","THGT","F300","THGT_F300/6-1409-6-22 kW STANDARD",6,6,0,"1409-6","22 kW","STANDARD",10150,10527,11327,11705,12875,"/","to be confirmed",22,0,1886,""]
[null,"THGT_F300","THGT","F300","THGT_F300/6-1409-6-22 kW IE3",6,6,0,"1409-6","22 kW","IE3",10643,11020,11820,12198,13368,"/","to be confirmed",22,0,6097,""]
[null,"THGT_F400","THGT","F400","THGT_F400/6-1409-6-22 kW STANDARD",6,6,0,"1409-6","22 kW","STANDARD",11366,11743,12543,12920,14089,"/","to be confirmed",22,0,1928,""]
[null,"THGT_F400","THGT","F400","THGT_F400/6-1409-6-22 kW IE3",6,6,0,"1409-6","22 kW","IE3",11919,12296,13096,13474,14643,"/","to be confirmed",22,0,5899,""]
[null,"THGT_F200","THGT","F200","THGT_F200/6-1409-6-30 kW IE3",6,6,0,"1409-6","30 kW","IE3",{"$error":"#N/A"},{"$error":"#N/A"},{"$error":"#N/A"},{"$error":"#N/A"},{"$error":"#N/A"},"/",{"$error":"#N/A"},30,0,6046,"IF YOU NEED PRICE CONTACT SALES DEPARTMENT"]
[null,"THGT_F200","THGT","F200","THGT_F200/6-1409-6-30 kW STANDARD",6,6,0,"1409-6","30 kW","STANDARD",11546,11923,12724,13101,14271,"/","to be confirmed",30,0,6143,""]
[null,"THGT_F300","THGT","F300","THGT_F300/6-1409-6-30 kW IE3",6,6,0,"1409-6","30 kW","IE3",13081,13459,14259,14636,15806,"/","to be confirmed",30,0,6120,""]
[null,"THGT_F300","THGT","F300","THGT_F300/6-1409-6-30 kW STANDARD",6,6,0,"1409-6","30 kW","STANDARD",13187,13565,14366,14742,15912,"/","to be confirmed",30,0,5774,""]
[null,"THGT_F400","THGT","F400","THGT_F400/6-1409-6-30 kW STANDARD",6,6,0,"1409-6","30 kW","STANDARD",14478,14855,15656,16033,17203,"/","to be confirmed",30,0,4245,""]
[null,"THGT_F400","THGT","F400","THGT_F400/6-1409-6-30 kW IE3",6,6,0,"1409-6","30 kW","IE3",14477,14854,15655,16032,17202,"/","to be confirmed",30,0,6084,""]
[null,"THGT_F200","THGT","F200","THGT_F200/6-1409-6-37 kW STANDARD",6,6,0,"1409-6","37 kW","STANDARD","/",12714,13891,"/",15061,"/","7weeks",37,0,6142,""]
[null,"THGT_F200","THGT","F200","THGT_F200/6-1409-6-37 kW IE3",6,6,0,"1409-6","37 kW","IE3","/",13354,14532,"/",15702,"/","7weeks",37,0,6169,""]
[null,"THGT_F300","THGT","F300","THGT_F300/6-1409-6-37 kW STANDARD",6,6,0,"1409-6","37 kW","STANDARD","/",14203,15380,"/",16550,"/","7weeks",37,0,6207,""]
[null,"THGT_F300","THGT","F300","THGT_F300/6-1409-6-37 kW IE3",6,6,0,"1409-6","37 kW","IE3","/",14892,16069,"/",17238,"/","7weeks",37,0,6284,""]
[null,"THGT_F400","THGT","F400","THGT_F400/6-1409-6-37 kW STANDARD",6,6,0,"1409-6","37 kW","STANDARD","/",16264,17442,"/",18612,"/","7weeks",37,0,4246,""]
[null,"THGT_F400","THGT","F400","THGT_F400/6-1409-6-37 kW IE3",6,6,0,"1409-6","37 kW","IE3","/",17012,18189,"/",19358,"/","7weeks",37,0,6244,""]
[null,"THGT_F200","THGT","F200","THGT_F200/6-1409-6-45 kW STANDARD",6,6,0,"1409-6","45 kW","STANDARD","/",16472,17649,"/",18819,"/","7weeks",45,0,5904,""]
[null,"THGT_F200","THGT","F200","THGT_F200/6-1409-6-45 kW IE3",6,6,0,"1409-6","45 kW","IE3","/",17450,18629,"/",19798,"/","7weeks",45,0,5993,""]
[null,"THGT_F300","THGT","F300","THGT_F300/6-1409-6-45 kW STANDARD",6,6,0,"1409-6","45 kW","STANDARD","/",18738,19915,"/",21084,"/","7weeks",45,0,5900,""]
[null,"THGT_F300","THGT","F300","THGT_F300/6-1409-6-45 kW IE3",6,6,0,"1409-6","45 kW","IE3","/",19789,20967,"/",22137,"/","7weeks",45,0,6241,""]
[null,"THGT_F200","THGT","F200","THGT_F200/6-1409-9-15 kW STANDARD",6,6,0,"1409-9","15 kW","STANDARD",8085,8462,9264,9641,10810,"/","to be confirmed",15,0,1841,""]
[null,"THGT_F200","THGT","F200","THGT_F200/6-1409-9-15 kW IE3",6,6,0,"1409-9","15 kW","IE3",{"$error":"#N/A"},{"$error":"#N/A"},{"$error":"#N/A"},{"$error":"#N/A"},{"$error":"#N/A"},"/",{"$error":"#N/A"},15,0,5815,"IF YOU NEED PRICE CONTACT SALES DEPARTMENT"]
[null,"THGT_F300","THGT","F300","THGT_F300/6-1409-9-15 kW IE3",6,6,0,"1409-9","15 kW","IE3",9423,9800,10600,10977,12147,"/","to be confirmed",15,0,5808,""]
[null,"THGT_F300","THGT","F300","THGT_F300/6-1409-9-15 kW STANDARD",6,6,0,"1409-9","15 kW","STANDARD",9080,9457,10257,10635,11805,"/","to be confirmed",15,0,1884,""]
[null,"THGT_F400","THGT","F400","THGT_F400/6-1409-9-15 kW IE3",6,6,0,"1409-9","15 kW","IE3",10420,10798,11598,11975,13144,"/","to be confirmed",15,0,6023,""]
[null,"THGT_F400","THGT","F400","THGT_F400/6-1409-9-15 kW STANDARD",6,6,0,"1409-9","15 kW","STANDARD",10026,10404,11204,11581,12751,"/","4weeks",15,0,1926,""]
[null,"THGT_F200","THGT","F200","THGT_F200/6-1409-9-18,5 kW IE3",6,6,0,"1409-9","18,5 kW","IE3",{"$error":"#N/A"},{"$error":"#N/A"},{"$error":"#N/A"},{"$error":"#N/A"},{"$error":"#N/A"},"/",{"$error":"#N/A"},18.5,0,6151,"IF YOU NEED PRICE CONTACT SALES DEPARTMENT"]
[null,"THGT_F200","THGT","F200","THGT_F200/6-1409-9-18,5 kW STANDARD",6,6,0,"1409-9","18,5 kW","STANDARD",8573,8951,9751,10128,11297,"/","to be confirmed",18.5,0,1842,""]
[null,"THGT_F300","THGT","F300","THGT_F300/6-1409-9-18,5 kW IE3",6,6,0,"1409-9","18,5 kW","IE3",10759,11137,11937,12314,13484,"/","to be confirmed",18.5,0,5977,""]
[null,"THGT_F300","THGT","F300","THGT_F300/6-1409-9-18,5 kW STANDARD",6,6,0,"1409-9","18,5 kW","STANDARD",10295,10672,11473,11850,13019,"/","to be confirmed",18.5,0,1885,""]
[null,"THGT_F400","THGT","F400","THGT_F400/6-1409-9-18,5 kW IE3",6,6,0,"1409-9","18,5 kW","IE3",11957,12334,13134,13512,14682,"/","to be confirmed",18.5,0,6006,""]
[null,"THGT_F400","THGT","F400","THGT_F400/6-1409-9-18,5 kW STANDARD",6,6,0,"1409-9","18,5 kW","STANDARD",11436,11813,12613,12991,14161,"/","to be confirmed",18.5,0,1927,""]
[null,"THGT_F200","THGT","F200","THGT_F200/6-1409-9-22 kW STANDARD",6,6,0,"1409-9","22 kW","STANDARD",9082,9459,10259,10636,11806,"/","to be confirmed",22,0,1843,""]
[null,"THGT_F200","THGT","F200","THGT_F200/6-1409-9-22 kW IE3",6,6,0,"1409-9","22 kW","IE3",{"$error":"#N/A"},{"$error":"#N/A"},{"$error":"#N/A"},{"$error":"#N/A"},{"$error":"#N/A"},"/",{"$error":"#N/A"},22,0,6152,"IF YOU NEED PRICE CONTACT SALES DEPARTMENT"]
[null,"THGT_F300","THGT","F300","THGT_F300/6-1409-9-22 kW STANDARD",6,6,0,"1409-9","22 kW","STANDARD",10583,10960,11762,12138,13308,"/","to be confirmed",22,0,1886,""]
[null,"THGT_F300","THGT","F300","THGT_F300/6-1409-9-22 kW IE3",6,6,0,"1409-9","22 kW","IE3",11077,11454,12254,12632,13802,"/","to be confirmed",22,0,6097,""]
[null,"THGT_F400","THGT","F400","THGT_F400/6-1409-9-22 kW STANDARD",6,6,0,"1409-9","22 kW","STANDARD",11799,12176,12976,13354,14524,"/","to be confirmed",22,0,1928,""]
[null,"THGT_F400","THGT","F400","THGT_F400/6-1409-9-22 kW IE3",6,6,0,"1409-9","22 kW","IE3",12353,12730,13530,13908,15077,"/","to be confirmed",22,0,5899,""]
[null,"THGT_F200","THGT","F200","THGT_F200/6-1409-9-30 kW STANDARD",6,6,0,"1409-9","30 kW","STANDARD",11980,12358,13158,13535,14705,"/","to be confirmed",30,0,6143,""]
[null,"THGT_F200","THGT","F200","THGT_F200/6-1409-9-30 kW IE3",6,6,0,"1409-9","30 kW","IE3",{"$error":"#N/A"},{"$error":"#N/A"},{"$error":"#N/A"},{"$error":"#N/A"},{"$error":"#N/A"},"/",{"$error":"#N/A"},30,0,6046,"IF YOU NEED PRICE CONTACT SALES DEPARTMENT"]
[null,"THGT_F300","THGT","F300","THGT_F300/6-1409-9-30 kW STANDARD",6,6,0,"1409-9","30 kW","STANDARD",13621,13999,14799,15176,16346,"/","to be confirmed",30,0,5774,""]
[null,"THGT_F300","THGT","F300","THGT_F300/6-1409-9-30 kW IE3",6,6,0,"1409-9","30 kW","IE3",13515,13893,14693,15070,16240,"/","to be confirmed",30,0,6120,""]
[null,"THGT_F400","THGT","F400","THGT_F400/6-1409-9-30 kW STANDARD",6,6,0,"1409-9","30 kW","STANDARD",14912,15290,16090,16467,17636,"/","to be confirmed",30,0,4245,""]
[null,"THGT_F400","THGT","F400","THGT_F400/6-1409-9-30 kW IE3",6,6,0,"1409-9","30 kW","IE3",14910,15288,16089,16466,17635,"/","to be confirmed",30,0,6084,""]
[null,"THGT_F200","THGT","F200","THGT_F200/6-1409-9-37 kW STANDARD",6,6,0,"1409-9","37 kW","STANDARD","/",13148,14325,"/",15494,"/","7weeks",37,0,6142,""]
[null,"THGT_F200","THGT","F200","THGT_F200/6-1409-9-37 kW IE3",6,6,0,"1409-9","37 kW","IE3","/",13788,14966,"/",16136,"/","7weeks",37,0,6169,""]
[null,"THGT_F300","THGT","F300","THGT_F300/6-1409-9-37 kW STANDARD",6,6,0,"1409-9","37 kW","STANDARD","/",14636,15815,"/",16984,"/","7weeks",37,0,6207,""]
[null,"THGT_F300","THGT","F300","THGT_F300/6-1409-9-37 kW IE3",6,6,0,"1409-9","37 kW","IE3","/",15325,16503,"/",17673,"/","7weeks",37,0,6284,""]
[null,"THGT_F400","THGT","F400","THGT_F400/6-1409-9-37 kW STANDARD",6,6,0,"1409-9","37 kW","STANDARD","/",16699,17876,"/",19045,"/","7weeks",37,0,4246,""]
[null,"THGT_F400","THGT","F400","THGT_F400/6-1409-9-37 kW IE3",6,6,0,"1409-9","37 kW","IE3","/",17445,18623,"/",19793,"/","7weeks",37,0,6244,""]
[null,"THGT_F200","THGT","F200","THGT_F200/6-1409-9-45 kW STANDARD",6,6,0,"1409-9","45 kW","STANDARD","/",16905,18084,"/",19253,"/","7weeks",45,0,5904,""]
[null,"THGT_F200","THGT","F200","THGT_F200/6-1409-9-45 kW IE3",6,6,0,"1409-9","45 kW","IE3","/",17885,19062,"/",20232,"/","7weeks",45,0,5993,""]
[null,"THGT_F300","THGT","F300","THGT_F300/6-1409-9-45 kW STANDARD",6,6,0,"1409-9","45 kW","STANDARD","/",19171,20348,"/",21518,"/","7weeks",45,0,5900,""]
[null,"THGT_F300","THGT","F300","THGT_F300/6-1409-9-45 kW IE3",6,6,0,"1409-9","45 kW","IE3","/",20222,21401,"/",22570,"/","7weeks",45,0,6241,""]
[null,"THGT_F400","THGT","F400","THGT_F400/6-1409-9-45 kW IE3",6,6,0,"1409-9","45 kW","IE3","/",24444,25622,"/",26791,"/","7weeks",45,0,6085,""]
[null,"THGT_F400","THGT","F400","THGT_F400/6-1409-9-45 kW STANDARD",6,6,0,"1409-9","45 kW","STANDARD","/",23239,24417,"/",25587,"/","7weeks",45,0,4247,""]
[null,"THGT_F200","THGT","F200","THGT_F200/6-1609-12-22 kW STANDARD",6,6,0,"1609-12","22 kW","STANDARD",9904,10281,11232,11610,12931,"/","to be confirmed",22,0,1843,""]
[null,"THGT_F200","THGT","F200","THGT_F200/6-1609-12-22 kW IE3",6,6,0,"1609-12","22 kW","IE3",{"$error":"#N/A"},{"$error":"#N/A"},{"$error":"#N/A"},{"$error":"#N/A"},{"$error":"#N/A"},"/",{"$error":"#N/A"},22,0,6152,"IF YOU NEED PRICE CONTACT SALES DEPARTMENT"]
[null,"THGT_F300","THGT","F300","THGT_F300/6-1609-12-22 kW STANDARD",6,6,0,"1609-12","22 kW","STANDARD",11406,11784,12735,13112,14433,"/","to be confirmed",22,0,1886,""]
[null,"THGT_F300","THGT","F300","THGT_F300/6-1609-12-22 kW IE3",6,6,0,"1609-12","22 kW","IE3",11899,12277,13228,13605,14926,"/","to be confirmed",22,0,6097,""]
[null,"THGT_F400","THGT","F400","THGT_F400/6-1609-12-22 kW STANDARD",6,6,0,"1609-12","22 kW","STANDARD",12621,12998,13950,14328,15649,"/","to be confirmed",22,0,1928,""]
[null,"THGT_F400","THGT","F400","THGT_F400/6-1609-12-22 kW IE3",6,6,0,"1609-12","22 kW","IE3",13175,13553,14504,14881,16202,"/","to be confirmed",22,0,5899,""]
[null,"THGT_F200","THGT","F200","THGT_F200/6-1609-12-30 kW IE3",6,6,0,"1609-12","30 kW","IE3",{"$error":"#N/A"},{"$error":"#N/A"},{"$error":"#N/A"},{"$error":"#N/A"},{"$error":"#N/A"},"/",{"$error":"#N/A"},30,0,6046,"IF YOU NEED PRICE CONTACT SALES DEPARTMENT"]
[null,"THGT_F200","THGT","F200","THGT_F200/6-1609-12-30 kW STANDARD",6,6,0,"1609-12","30 kW","STANDARD",12803,13180,14131,14508,15829,"/","to be confirmed",30,0,6143,""]
[null,"THGT_F300","THGT","F300","THGT_F300/6-1609-12-30 kW STANDARD",6,6,0,"1609-12","30 kW","STANDARD",14444,14821,15773,16149,17470,"/","to be confirmed",30,0,5774,""]
[null,"THGT_F300","THGT","F300","THGT_F300/6-1609-12-30 kW IE3",6,6,0,"1609-12","30 kW","IE3",14338,14715,15666,16043,17364,"/","to be confirmed",30,0,6120,""]
[null,"THGT_F400","THGT","F400","THGT_F400/6-1609-12-30 kW STANDARD",6,6,0,"1609-12","30 kW","STANDARD",15735,16112,17063,17440,18761,"/","to be confirmed",30,0,4245,""]
[null,"THGT_F400","THGT","F400","THGT_F400/6-1609-12-30 kW IE3",6,6,0,"1609-12","30 kW","IE3",15734,16111,17062,17439,18760,"/","to be confirmed",30,0,6084,""]
[null,"THGT_F200","THGT","F200","THGT_F200/6-1609-12-37 kW IE3",6,6,0,"1609-12","37 kW","IE3","/",14611,15939,"/",17260,"/","7weeks",37,0,6169,""]
[null,"THGT_F200","THGT","F200","THGT_F200/6-1609-12-37 kW STANDARD",6,6,0,"1609-12","37 kW","STANDARD","/",13970,15299,"/",16620,"/","7weeks",37,0,6142,""]
[null,"THGT_F300","THGT","F300","THGT_F300/6-1609-12-37 kW IE3",6,6,0,"1609-12","37 kW","IE3","/",16147,17477,"/",18798,"/","7weeks",37,0,6284,""]
[null,"THGT_F300","THGT","F300","THGT_F300/6-1609-12-37 kW STANDARD",6,6,0,"1609-12","37 kW","STANDARD","/",15459,16788,"/",18109,"/","7weeks",37,0,6207,""]
[null,"THGT_F400","THGT","F400","THGT_F400/6-1609-12-37 kW STANDARD",6,6,0,"1609-12","37 kW","STANDARD","/",17521,18849,"/",20170,"/","7weeks",37,0,4246,""]
[null,"THGT_F400","THGT","F400","THGT_F400/6-1609-12-37 kW IE3",6,6,0,"1609-12","37 kW","IE3","/",18267,19597,"/",20918,"/","7weeks",37,0,6244,""]
[null,"THGT_F200","THGT","F200","THGT_F200/6-1609-12-45 kW IE3",6,6,0,"1609-12","45 kW","IE3","/",18707,20036,"/",21356,"/","7weeks",45,0,5993,""]
[null,"THGT_F200","THGT","F200","THGT_F200/6-1609-12-45 kW STANDARD",6,6,0,"1609-12","45 kW","STANDARD","/",17728,19057,"/",20378,"/","7weeks",45,0,5904,""]
[null,"THGT_F300","THGT","F300","THGT_F300/6-1609-12-45 kW STANDARD",6,6,0,"1609-12","45 kW","STANDARD","/",19994,21323,"/",22643,"/","7weeks",45,0,5900,""]
[null,"THGT_F300","THGT","F300","THGT_F300/6-1609-12-45 kW IE3",6,6,0,"1609-12","45 kW","IE3","/",21046,22374,"/",23695,"/","7weeks",45,0,6241,""]
[null,"THGT_F400","THGT","F400","THGT_F400/6-1609-12-45 kW STANDARD",6,6,0,"1609-12","45 kW","STANDARD","/",24062,25391,"/",26711,"/","7weeks",45,0,4247,""]
[null,"THGT_F400","THGT","F400","THGT_F400/6-1609-12-45 kW IE3",6,6,0,"1609-12","45 kW","IE3","/",25267,26595,"/",27916,"/","7weeks",45,0,6085,""]
[null,"THGT_F200","THGT","F200","THGT_F200/6-1609-12-55 kW IE3",6,6,0,"1609-12","55 kW","IE3","/",19009,20338,"/",21659,"/","7weeks",55,0,6131,""]
[null,"THGT_F200","THGT","F200","THGT_F200/6-1609-12-55 kW STANDARD",6,6,0,"1609-12","55 kW","STANDARD","/",18005,19333,"/",20654,"/","7weeks",55,0,5816,""]
[null,"THGT_F300","THGT","F300","THGT_F300/6-1609-12-55 kW STANDARD",6,6,0,"1609-12","55 kW","STANDARD","/",20134,21462,"/",22783,"/","7weeks",55,0,6157,""]
[null,"THGT_F300","THGT","F300","THGT_F300/6-1609-12-55 kW IE3",6,6,0,"1609-12","55 kW","IE3","/",21197,22525,"/",23846,"/","7weeks",55,0,5903,""]
[null,"THGT_F400","THGT","F400","THGT_F400/6-1609-12-55 kW STANDARD",6,6,0,"1609-12","55 kW","STANDARD","/",23351,24680,"/",26001,"/","7weeks",55,0,5876,""]
[null,"THGT_F400","THGT","F400","THGT_F400/6-1609-12-55 kW IE3",6,6,0,"1609-12","55 kW","IE3","/",24506,25835,"/",27156,"/","7weeks",55,0,5994,""]
[null,"THGT_F200","THGT","F200","THGT_F200/6-1609-12-75 kW STANDARD",6,6,0,"1609-12","75 kW","STANDARD","/",18940,20269,"/",21590,"/","7weeks",75,0,6060,""]
[null,"THGT_F200","THGT","F200","THGT_F200/6-1609-12-75 kW IE3",6,6,0,"1609-12","75 kW","IE3","/",20028,21356,"/",22677,"/","7weeks",75,0,6134,""]
[null,"THGT_F300","THGT","F300","THGT_F300/6-1609-12-75 kW STANDARD",6,6,0,"1609-12","75 kW","STANDARD","/",21665,22993,"/",24314,"/","7weeks",75,0,5874,""]
[null,"THGT_F300","THGT","F300","THGT_F300/6-1609-12-75 kW IE3",6,6,0,"1609-12","75 kW","IE3","/",22851,24179,"/",25500,"/","7weeks",75,0,6264,""]
[null,"THGT_F400","THGT","F400","THGT_F400/6-1609-12-75 kW STANDARD",6,6,0,"1609-12","75 kW","STANDARD","/",25179,26508,"/",27829,"/","7weeks",75,0,5978,""]
[null,"THGT_F400","THGT","F400","THGT_F400/6-1609-12-75 kW IE3",6,6,0,"1609-12","75 kW","IE3","/",26463,27791,"/",29112,"/","7weeks",75,0,6116,""]
[null,"THGT_F200","THGT","F200","THGT_F200/6-1609-12-90 kW STANDARD",6,6,0,"1609-12","90 kW","STANDARD","/",20943,22271,"/",23592,"/","7weeks",90,0,5836,""]
[null,"THGT_F200","THGT","F200","THGT_F200/6-1609-12-90 kW IE3",6,6,0,"1609-12","90 kW","IE3","/",22286,23615,"/",24936,"/","7weeks",90,0,6059,""]
[null,"THGT_F300","THGT","F300","THGT_F300/6-1609-12-90 kW STANDARD",6,6,0,"1609-12","90 kW","STANDARD","/",25257,26585,"/",27906,"/","7weeks",90,0,5997,""]
[null,"THGT_F300","THGT","F300","THGT_F300/6-1609-12-90 kW IE3",6,6,0,"1609-12","90 kW","IE3","/",26729,28059,"/",29379,"/","7weeks",90,0,6171,""]
[null,"THGT_F400","THGT","F400","THGT_F400/6-1609-12-90 kW IE3",6,6,0,"1609-12","90 kW","IE3","/",30096,31424,"/",32745,"/","7weeks",90,0,6237,""]
[null,"THGT_F400","THGT","F400","THGT_F400/6-1609-12-90 kW STANDARD",6,6,0,"1609-12","90 kW","STANDARD","/",28574,29903,"/",31224,"/","7weeks",90,0,6289,""]
[null,"THGT_F200","THGT","F200","THGT_F200/6-1609-3-11 kW IE3",6,6,0,"1609-3","11 kW","IE3",{"$error":"#N/A"},{"$error":"#N/A"},{"$error":"#N/A"},{"$error":"#N/A"},{"$error":"#N/A"},"/",{"$error":"#N/A"},11,0,6115,"IF YOU NEED PRICE CONTACT SALES DEPARTMENT"]
[null,"THGT_F200","THGT","F200","THGT_F200/6-1609-3-11 kW STANDARD",6,6,0,"1609-3","11 kW","STANDARD",7119,7496,8448,8826,10147,"/","3weeks",11,0,1840,""]
[null,"THGT_F300","THGT","F300","THGT_F300/6-1609-3-11 kW IE3",6,6,0,"1609-3","11 kW","IE3",8144,8521,9473,9849,11170,"/","to be confirmed",11,0,6195,""]
[null,"THGT_F300","THGT","F300","THGT_F300/6-1609-3-11 kW STANDARD",6,6,0,"1609-3","11 kW","STANDARD",7873,8251,9203,9580,10901,"/","to be confirmed",11,0,1883,""]
[null,"THGT_F400","THGT","F400","THGT_F400/6-1609-3-11 kW IE3",6,6,0,"1609-3","11 kW","IE3",9020,9397,10348,10726,12047,"/","to be confirmed",11,0,5976,""]
[null,"THGT_F400","THGT","F400","THGT_F400/6-1609-3-11 kW STANDARD",6,6,0,"1609-3","11 kW","STANDARD",8702,9080,10031,10408,11729,"/","4weeks",11,0,1925,""]
[null,"THGT_F200","THGT","F200","THGT_F200/6-1609-3-15 kW STANDARD",6,6,0,"1609-3","15 kW","STANDARD",7610,7988,8939,9316,10637,"/","to be confirmed",15,0,1841,""]
[null,"THGT_F200","THGT","F200","THGT_F200/6-1609-3-15 kW IE3",6,6,0,"1609-3","15 kW","IE3",{"$error":"#N/A"},{"$error":"#N/A"},{"$error":"#N/A"},{"$error":"#N/A"},{"$error":"#N/A"},"/",{"$error":"#N/A"},15,0,5815,"IF YOU NEED PRICE CONTACT SALES DEPARTMENT"]
[null,"THGT_F300","THGT","F300","THGT_F300/6-1609-3-15 kW STANDARD",6,6,0,"1609-3","15 kW","STANDARD",8604,8981,9932,10310,11631,"/","to be confirmed",15,0,1884,""]
[null,"THGT_F300","THGT","F300","THGT_F300/6-1609-3-15 kW IE3",6,6,0,"1609-3","15 kW","IE3",8948,9324,10276,10654,11974,"/","to be confirmed",15,0,5808,""]
[null,"THGT_F400","THGT","F400","THGT_F400/6-1609-3-15 kW STANDARD",6,6,0,"1609-3","15 kW","STANDARD",9551,9928,10880,11256,12577,"/","4weeks",15,0,1926,""]
[null,"THGT_F400","THGT","F400","THGT_F400/6-1609-3-15 kW IE3",6,6,0,"1609-3","15 kW","IE3",9945,10322,11273,11650,12971,"/","to be confirmed",15,0,6023,""]
[null,"THGT_F200","THGT","F200","THGT_F200/6-1609-3-18,5 kW STANDARD",6,6,0,"1609-3","18,5 kW","STANDARD",8097,8475,9426,9803,11124,"/","to be confirmed",18.5,0,1842,""]
[null,"THGT_F200","THGT","F200","THGT_F200/6-1609-3-18,5 kW IE3",6,6,0,"1609-3","18,5 kW","IE3",{"$error":"#N/A"},{"$error":"#N/A"},{"$error":"#N/A"},{"$error":"#N/A"},{"$error":"#N/A"},"/",{"$error":"#N/A"},18.5,0,6151,"IF YOU NEED PRICE CONTACT SALES DEPARTMENT"]
[null,"THGT_F300","THGT","F300","THGT_F300/6-1609-3-18,5 kW IE3",6,6,0,"1609-3","18,5 kW","IE3",10284,10661,11612,11989,13310,"/","to be confirmed",18.5,0,5977,""]
[null,"THGT_F300","THGT","F300","THGT_F300/6-1609-3-18,5 kW STANDARD",6,6,0,"1609-3","18,5 kW","STANDARD",9819,10197,11148,11525,12846,"/","to be confirmed",18.5,0,1885,""]
[null,"THGT_F400","THGT","F400","THGT_F400/6-1609-3-18,5 kW STANDARD",6,6,0,"1609-3","18,5 kW","STANDARD",10960,11337,12289,12667,13988,"/","to be confirmed",18.5,0,1927,""]
[null,"THGT_F400","THGT","F400","THGT_F400/6-1609-3-18,5 kW IE3",6,6,0,"1609-3","18,5 kW","IE3",11481,11858,12809,13187,14508,"/","to be confirmed",18.5,0,6006,""]
[null,"THGT_F200","THGT","F200","THGT_F200/6-1609-3-22 kW IE3",6,6,0,"1609-3","22 kW","IE3",{"$error":"#N/A"},{"$error":"#N/A"},{"$error":"#N/A"},{"$error":"#N/A"},{"$error":"#N/A"},"/",{"$error":"#N/A"},22,0,6152,"IF YOU NEED PRICE CONTACT SALES DEPARTMENT"]
[null,"THGT_F200","THGT","F200","THGT_F200/6-1609-3-22 kW STANDARD",6,6,0,"1609-3","22 kW","STANDARD",8606,8983,9935,10313,11632,"/","to be confirmed",22,0,1843,""]
[null,"THGT_F300","THGT","F300","THGT_F300/6-1609-3-22 kW STANDARD",6,6,0,"1609-3","22 kW","STANDARD",10108,10486,11437,11814,13135,"/","to be confirmed",22,0,1886,""]
[null,"THGT_F300","THGT","F300","THGT_F300/6-1609-3-22 kW IE3",6,6,0,"1609-3","22 kW","IE3",10601,10979,11931,12308,13628,"/","to be confirmed",22,0,6097,""]
[null,"THGT_F400","THGT","F400","THGT_F400/6-1609-3-22 kW STANDARD",6,6,0,"1609-3","22 kW","STANDARD",11324,11701,12652,13030,14351,"/","to be confirmed",22,0,1928,""]
[null,"THGT_F400","THGT","F400","THGT_F400/6-1609-3-22 kW IE3",6,6,0,"1609-3","22 kW","IE3",11877,12254,13205,13583,14904,"/","to be confirmed",22,0,5899,""]
[null,"THGT_F200","THGT","F200","THGT_F200/6-1609-3-30 kW STANDARD",6,6,0,"1609-3","30 kW","STANDARD",11505,11882,12834,13211,14531,"/","to be confirmed",30,0,6143,""]
[null,"THGT_F200","THGT","F200","THGT_F200/6-1609-3-30 kW IE3",6,6,0,"1609-3","30 kW","IE3",{"$error":"#N/A"},{"$error":"#N/A"},{"$error":"#N/A"},{"$error":"#N/A"},{"$error":"#N/A"},"/",{"$error":"#N/A"},30,0,6046,"IF YOU NEED PRICE CONTACT SALES DEPARTMENT"]
[null,"THGT_F300","THGT","F300","THGT_F300/6-1609-3-30 kW STANDARD",6,6,0,"1609-3","30 kW","STANDARD",13146,13523,14475,14852,16173,"/","to be confirmed",30,0,5774,""]
[null,"THGT_F300","THGT","F300","THGT_F300/6-1609-3-30 kW IE3",6,6,0,"1609-3","30 kW","IE3",13040,13417,14369,14746,16067,"/","to be confirmed",30,0,6120,""]
[null,"THGT_F400","THGT","F400","THGT_F400/6-1609-3-30 kW STANDARD",6,6,0,"1609-3","30 kW","STANDARD",14437,14814,15765,16142,17463,"/","to be confirmed",30,0,4245,""]
[null,"THGT_F400","THGT","F400","THGT_F400/6-1609-3-30 kW IE3",6,6,0,"1609-3","30 kW","IE3",14436,14813,15764,16141,17462,"/","to be confirmed",30,0,6084,""]
[null,"THGT_F200","THGT","F200","THGT_F200/6-1609-3-37 kW STANDARD",6,6,0,"1609-3","37 kW","STANDARD","/",12672,14000,"/",15321,"/","7weeks",37,0,6142,""]
[null,"THGT_F200","THGT","F200","THGT_F200/6-1609-3-37 kW IE3",6,6,0,"1609-3","37 kW","IE3","/",13313,14642,"/",15963,"/","7weeks",37,0,6169,""]
[null,"THGT_F300","THGT","F300","THGT_F300/6-1609-3-37 kW STANDARD",6,6,0,"1609-3","37 kW","STANDARD","/",14161,15490,"/",16811,"/","7weeks",37,0,6207,""]
[null,"THGT_F300","THGT","F300","THGT_F300/6-1609-3-37 kW IE3",6,6,0,"1609-3","37 kW","IE3","/",14850,16179,"/",17500,"/","7weeks",37,0,6284,""]
[null,"THGT_F400","THGT","F400","THGT_F400/6-1609-3-37 kW IE3",6,6,0,"1609-3","37 kW","IE3","/",16970,18299,"/",19620,"/","7weeks",37,0,6244,""]
[null,"THGT_F400","THGT","F400","THGT_F400/6-1609-3-37 kW STANDARD",6,6,0,"1609-3","37 kW","STANDARD","/",16223,17551,"/",18872,"/","7weeks",37,0,4246,""]
[null,"THGT_F200","THGT","F200","THGT_F200/6-1609-6-18,5 kW STANDARD",6,6,0,"1609-6","18,5 kW","STANDARD",8528,8904,9856,10234,11555,"/","to be confirmed",18.5,0,1842,""]
[null,"THGT_F200","THGT","F200","THGT_F200/6-1609-6-18,5 kW IE3",6,6,0,"1609-6","18,5 kW","IE3",{"$error":"#N/A"},{"$error":"#N/A"},{"$error":"#N/A"},{"$error":"#N/A"},{"$error":"#N/A"},"/",{"$error":"#N/A"},18.5,0,6151,"IF YOU NEED PRICE CONTACT SALES DEPARTMENT"]
[null,"THGT_F300","THGT","F300","THGT_F300/6-1609-6-18,5 kW STANDARD",6,6,0,"1609-6","18,5 kW","STANDARD",10250,10626,11578,11956,13276,"/","to be confirmed",18.5,0,1885,""]
[null,"THGT_F300","THGT","F300","THGT_F300/6-1609-6-18,5 kW IE3",6,6,0,"1609-6","18,5 kW","IE3",10714,11092,12043,12420,13741,"/","to be confirmed",18.5,0,5977,""]
[null,"THGT_F400","THGT","F400","THGT_F400/6-1609-6-18,5 kW STANDARD",6,6,0,"1609-6","18,5 kW","STANDARD",11391,11768,12719,13096,14417,"/","to be confirmed",18.5,0,1927,""]
[null,"THGT_F400","THGT","F400","THGT_F400/6-1609-6-18,5 kW IE3",6,6,0,"1609-6","18,5 kW","IE3",11912,12289,13240,13617,14938,"/","to be confirmed",18.5,0,6006,""]
[null,"THGT_F200","THGT","F200","THGT_F200/6-1609-6-22 kW IE3",6,6,0,"1609-6","22 kW","IE3",{"$error":"#N/A"},{"$error":"#N/A"},{"$error":"#N/A"},{"$error":"#N/A"},{"$error":"#N/A"},"/",{"$error":"#N/A"},22,0,6152,"IF YOU NEED PRICE CONTACT SALES DEPARTMENT"]
[null,"THGT_F200","THGT","F200","THGT_F200/6-1609-6-22 kW STANDARD",6,6,0,"1609-6","22 kW","STANDARD",9037,9414,10365,10742,12063,"/","to be confirmed",22,0,1843,""]
[null,"THGT_F300","THGT","F300","THGT_F300/6-1609-6-22 kW IE3",6,6,0,"1609-6","22 kW","IE3",11032,11409,12360,12737,14058,"/","to be confirmed",22,0,6097,""]
[null,"THGT_F300","THGT","F300","THGT_F300/6-1609-6-22 kW STANDARD",6,6,0,"1609-6","22 kW","STANDARD",10538,10915,11867,12245,13564,"/","to be confirmed",22,0,1886,""]
[null,"THGT_F400","THGT","F400","THGT_F400/6-1609-6-22 kW IE3",6,6,0,"1609-6","22 kW","IE3",12308,12684,13636,14013,15334,"/","to be confirmed",22,0,5899,""]
[null,"THGT_F400","THGT","F400","THGT_F400/6-1609-6-22 kW STANDARD",6,6,0,"1609-6","22 kW","STANDARD",11754,12131,13082,13459,14780,"/","to be confirmed",22,0,1928,""]
[null,"THGT_F200","THGT","F200","THGT_F200/6-1609-6-30 kW STANDARD",6,6,0,"1609-6","30 kW","STANDARD",11935,12313,13264,13641,14962,"/","to be confirmed",30,0,6143,""]
[null,"THGT_F200","THGT","F200","THGT_F200/6-1609-6-30 kW IE3",6,6,0,"1609-6","30 kW","IE3",{"$error":"#N/A"},{"$error":"#N/A"},{"$error":"#N/A"},{"$error":"#N/A"},{"$error":"#N/A"},"/",{"$error":"#N/A"},30,0,6046,"IF YOU NEED PRICE CONTACT SALES DEPARTMENT"]
[null,"THGT_F300","THGT","F300","THGT_F300/6-1609-6-30 kW STANDARD",6,6,0,"1609-6","30 kW","STANDARD",13576,13954,14905,15282,16603,"/","to be confirmed",30,0,5774,""]
[null,"THGT_F300","THGT","F300","THGT_F300/6-1609-6-30 kW IE3",6,6,0,"1609-6","30 kW","IE3",13470,13848,14799,15176,16497,"/","to be confirmed",30,0,6120,""]
[null,"THGT_F400","THGT","F400","THGT_F400/6-1609-6-30 kW STANDARD",6,6,0,"1609-6","30 kW","STANDARD",14866,15244,16196,16573,17894,"/","to be confirmed",30,0,4245,""]
[null,"THGT_F400","THGT","F400","THGT_F400/6-1609-6-30 kW IE3",6,6,0,"1609-6","30 kW","IE3",14865,15243,16195,16572,17892,"/","to be confirmed",30,0,6084,""]
[null,"THGT_F200","THGT","F200","THGT_F200/6-1609-6-37 kW IE3",6,6,0,"1609-6","37 kW","IE3","/",13743,15071,"/",16392,"/","7weeks",37,0,6169,""]
[null,"THGT_F200","THGT","F200","THGT_F200/6-1609-6-37 kW STANDARD",6,6,0,"1609-6","37 kW","STANDARD","/",13102,14431,"/",15752,"/","7weeks",37,0,6142,""]
[null,"THGT_F300","THGT","F300","THGT_F300/6-1609-6-37 kW IE3",6,6,0,"1609-6","37 kW","IE3","/",15280,16608,"/",17929,"/","7weeks",37,0,6284,""]
[null,"THGT_F300","THGT","F300","THGT_F300/6-1609-6-37 kW STANDARD",6,6,0,"1609-6","37 kW","STANDARD","/",14591,15920,"/",17240,"/","7weeks",37,0,6207,""]
[null,"THGT_F400","THGT","F400","THGT_F400/6-1609-6-37 kW STANDARD",6,6,0,"1609-6","37 kW","STANDARD","/",16652,17982,"/",19303,"/","7weeks",37,0,4246,""]
[null,"THGT_F400","THGT","F400","THGT_F400/6-1609-6-37 kW IE3",6,6,0,"1609-6","37 kW","IE3","/",17400,18728,"/",20049,"/","7weeks",37,0,6244,""]
[null,"THGT_F200","THGT","F200","THGT_F200/6-1609-6-45 kW IE3",6,6,0,"1609-6","45 kW","IE3","/",17839,19168,"/",20489,"/","7weeks",45,0,5993,""]
[null,"THGT_F200","THGT","F200","THGT_F200/6-1609-6-45 kW STANDARD",6,6,0,"1609-6","45 kW","STANDARD","/",16860,18189,"/",19509,"/","7weeks",45,0,5904,""]
[null,"THGT_F300","THGT","F300","THGT_F300/6-1609-6-45 kW IE3",6,6,0,"1609-6","45 kW","IE3","/",20177,21507,"/",22827,"/","7weeks",45,0,6241,""]
[null,"THGT_F300","THGT","F300","THGT_F300/6-1609-6-45 kW STANDARD",6,6,0,"1609-6","45 kW","STANDARD","/",19126,20454,"/",21775,"/","7weeks",45,0,5900,""]
[null,"THGT_F400","THGT","F400","THGT_F400/6-1609-6-45 kW STANDARD",6,6,0,"1609-6","45 kW","STANDARD","/",23194,24522,"/",25843,"/","7weeks",45,0,4247,""]
[null,"THGT_F400","THGT","F400","THGT_F400/6-1609-6-45 kW IE3",6,6,0,"1609-6","45 kW","IE3","/",24399,25728,"/",27048,"/","7weeks",45,0,6085,""]
[null,"THGT_F200","THGT","F200","THGT_F200/6-1609-6-55 kW STANDARD",6,6,0,"1609-6","55 kW","STANDARD","/",17138,18466,"/",19787,"/","7weeks",55,0,5816,""]
[null,"THGT_F200","THGT","F200","THGT_F200/6-1609-6-55 kW IE3",6,6,0,"1609-6","55 kW","IE3","/",18141,19470,"/",20790,"/","7weeks",55,0,6131,""]
[null,"THGT_F300","THGT","F300","THGT_F300/6-1609-6-55 kW IE3",6,6,0,"1609-6","55 kW","IE3","/",20328,21658,"/",22979,"/","7weeks",55,0,5903,""]
[null,"THGT_F300","THGT","F300","THGT_F300/6-1609-6-55 kW STANDARD",6,6,0,"1609-6","55 kW","STANDARD","/",19266,20594,"/",21915,"/","7weeks",55,0,6157,""]
[null,"THGT_F400","THGT","F400","THGT_F400/6-1609-6-55 kW STANDARD",6,6,0,"1609-6","55 kW","STANDARD","/",22483,23812,"/",25133,"/","7weeks",55,0,5876,""]
[null,"THGT_F400","THGT","F400","THGT_F400/6-1609-6-55 kW IE3",6,6,0,"1609-6","55 kW","IE3","/",23639,24967,"/",26288,"/","7weeks",55,0,5994,""]
[null,"THGT_F200","THGT","F200","THGT_F200/6-1609-6-75 kW IE3",6,6,0,"1609-6","75 kW","IE3","/",19160,20489,"/",21810,"/","7weeks",75,0,6134,""]
[null,"THGT_F200","THGT","F200","THGT_F200/6-1609-6-75 kW STANDARD",6,6,0,"1609-6","75 kW","STANDARD","/",18072,19400,"/",20721,"/","7weeks",75,0,6060,""]
[null,"THGT_F300","THGT","F300","THGT_F300/6-1609-6-75 kW STANDARD",6,6,0,"1609-6","75 kW","STANDARD","/",20797,22126,"/",23447,"/","7weeks",75,0,5874,""]
[null,"THGT_F300","THGT","F300","THGT_F300/6-1609-6-75 kW IE3",6,6,0,"1609-6","75 kW","IE3","/",21982,23310,"/",24631,"/","7weeks",75,0,6264,""]
[null,"THGT_F400","THGT","F400","THGT_F400/6-1609-6-75 kW IE3",6,6,0,"1609-6","75 kW","IE3","/",25594,26924,"/",28244,"/","7weeks",75,0,6116,""]
[null,"THGT_F400","THGT","F400","THGT_F400/6-1609-6-75 kW STANDARD",6,6,0,"1609-6","75 kW","STANDARD","/",24311,25640,"/",26961,"/","7weeks",75,0,5978,""]
[null,"THGT_F200","THGT","F200","THGT_F200/6-1609-9-22 kW IE3",6,6,0,"1609-9","22 kW","IE3",{"$error":"#N/A"},{"$error":"#N/A"},{"$error":"#N/A"},{"$error":"#N/A"},{"$error":"#N/A"},"/",{"$error":"#N/A"},22,0,6152,"IF YOU NEED PRICE CONTACT SALES DEPARTMENT"]
[null,"THGT_F200","THGT","F200","THGT_F200/6-1609-9-22 kW STANDARD",6,6,0,"1609-9","22 kW","STANDARD",9470,9847,10799,11176,12497,"/","to be confirmed",22,0,1843,""]
[null,"THGT_F300","THGT","F300","THGT_F300/6-1609-9-22 kW STANDARD",6,6,0,"1609-9","22 kW","STANDARD",10972,11349,12300,12678,13999,"/","to be confirmed",22,0,1886,""]
[null,"THGT_F300","THGT","F300","THGT_F300/6-1609-9-22 kW IE3",6,6,0,"1609-9","22 kW","IE3",11465,11842,12794,13172,14493,"/","to be confirmed",22,0,6097,""]
[null,"THGT_F400","THGT","F400","THGT_F400/6-1609-9-22 kW IE3",6,6,0,"1609-9","22 kW","IE3",12741,13118,14069,14447,15768,"/","to be confirmed",22,0,5899,""]
[null,"THGT_F400","THGT","F400","THGT_F400/6-1609-9-22 kW STANDARD",6,6,0,"1609-9","22 kW","STANDARD",12188,12565,13516,13894,15215,"/","to be confirmed",22,0,1928,""]
[null,"THGT_F200","THGT","F200","THGT_F200/6-1609-9-30 kW STANDARD",6,6,0,"1609-9","30 kW","STANDARD",12368,12746,13698,14075,15396,"/","to be confirmed",30,0,6143,""]
[null,"THGT_F200","THGT","F200","THGT_F200/6-1609-9-30 kW IE3",6,6,0,"1609-9","30 kW","IE3",{"$error":"#N/A"},{"$error":"#N/A"},{"$error":"#N/A"},{"$error":"#N/A"},{"$error":"#N/A"},"/",{"$error":"#N/A"},30,0,6046,"IF YOU NEED PRICE CONTACT SALES DEPARTMENT"]
[null,"THGT_F300","THGT","F300","THGT_F300/6-1609-9-30 kW STANDARD",6,6,0,"1609-9","30 kW","STANDARD",14011,14388,15339,15716,17037,"/","to be confirmed",30,0,5774,""]
[null,"THGT_F300","THGT","F300","THGT_F300/6-1609-9-30 kW IE3",6,6,0,"1609-9","30 kW","IE3",13905,14282,15233,15610,16931,"/","to be confirmed",30,0,6120,""]
[null,"THGT_F400","THGT","F400","THGT_F400/6-1609-9-30 kW IE3",6,6,0,"1609-9","30 kW","IE3",15299,15677,16628,17005,18326,"/","to be confirmed",30,0,6084,""]
[null,"THGT_F400","THGT","F400","THGT_F400/6-1609-9-30 kW STANDARD",6,6,0,"1609-9","30 kW","STANDARD",15300,15678,16629,17006,18327,"/","to be confirmed",30,0,4245,""]
[null,"THGT_F200","THGT","F200","THGT_F200/6-1609-9-37 kW IE3",6,6,0,"1609-9","37 kW","IE3","/",14177,15506,"/",16827,"/","7weeks",37,0,6169,""]
[null,"THGT_F200","THGT","F200","THGT_F200/6-1609-9-37 kW STANDARD",6,6,0,"1609-9","37 kW","STANDARD","/",13536,14864,"/",16185,"/","7weeks",37,0,6142,""]
[null,"THGT_F300","THGT","F300","THGT_F300/6-1609-9-37 kW IE3",6,6,0,"1609-9","37 kW","IE3","/",15714,17042,"/",18363,"/","7weeks",37,0,6284,""]
[null,"THGT_F300","THGT","F300","THGT_F300/6-1609-9-37 kW STANDARD",6,6,0,"1609-9","37 kW","STANDARD","/",15025,16353,"/",17674,"/","7weeks",37,0,6207,""]
[null,"THGT_F400","THGT","F400","THGT_F400/6-1609-9-37 kW STANDARD",6,6,0,"1609-9","37 kW","STANDARD","/",17087,18415,"/",19736,"/","7weeks",37,0,4246,""]
[null,"THGT_F400","THGT","F400","THGT_F400/6-1609-9-37 kW IE3",6,6,0,"1609-9","37 kW","IE3","/",17834,19162,"/",20483,"/","7weeks",37,0,6244,""]
[null,"THGT_F200","THGT","F200","THGT_F200/6-1609-9-45 kW IE3",6,6,0,"1609-9","45 kW","IE3","/",18274,19602,"/",20923,"/","7weeks",45,0,5993,""]
[null,"THGT_F200","THGT","F200","THGT_F200/6-1609-9-45 kW STANDARD",6,6,0,"1609-9","45 kW","STANDARD","/",17294,18623,"/",19943,"/","7weeks",45,0,5904,""]
[null,"THGT_F300","THGT","F300","THGT_F300/6-1609-9-45 kW IE3",6,6,0,"1609-9","45 kW","IE3","/",20611,21940,"/",23261,"/","7weeks",45,0,6241,""]
[null,"THGT_F300","THGT","F300","THGT_F300/6-1609-9-45 kW STANDARD",6,6,0,"1609-9","45 kW","STANDARD","/",19560,20888,"/",22209,"/","7weeks",45,0,5900,""]
[null,"THGT_F400","THGT","F400","THGT_F400/6-1609-9-45 kW STANDARD",6,6,0,"1609-9","45 kW","STANDARD","/",23628,24957,"/",26278,"/","7weeks",45,0,4247,""]
[null,"THGT_F400","THGT","F400","THGT_F400/6-1609-9-45 kW IE3",6,6,0,"1609-9","45 kW","IE3","/",24833,26161,"/",27482,"/","7weeks",45,0,6085,""]
[null,"THGT_F200","THGT","F200","THGT_F200/6-1609-9-55 kW STANDARD",6,6,0,"1609-9","55 kW","STANDARD","/",17571,18899,"/",20220,"/","7weeks",55,0,5816,""]
[null,"THGT_F200","THGT","F200","THGT_F200/6-1609-9-55 kW IE3",6,6,0,"1609-9","55 kW","IE3","/",18575,19903,"/",21224,"/","7weeks",55,0,6131,""]
[null,"THGT_F300","THGT","F300","THGT_F300/6-1609-9-55 kW IE3",6,6,0,"1609-9","55 kW","IE3","/",20762,22091,"/",23412,"/","7weeks",55,0,5903,""]
[null,"THGT_F300","THGT","F300","THGT_F300/6-1609-9-55 kW STANDARD",6,6,0,"1609-9","55 kW","STANDARD","/",19700,21029,"/",22350,"/","7weeks",55,0,6157,""]
[null,"THGT_F400","THGT","F400","THGT_F400/6-1609-9-55 kW STANDARD",6,6,0,"1609-9","55 kW","STANDARD","/",22918,24246,"/",25567,"/","7weeks",55,0,5876,""]
[null,"THGT_F400","THGT","F400","THGT_F400/6-1609-9-55 kW IE3",6,6,0,"1609-9","55 kW","IE3","/",24073,25401,"/",26722,"/","7weeks",55,0,5994,""]
[null,"THGT_F200","THGT","F200","THGT_F200/6-1609-9-75 kW STANDARD",6,6,0,"1609-9","75 kW","STANDARD","/",18506,19835,"/",21156,"/","7weeks",75,0,6060,""]
[null,"THGT_F200","THGT","F200","THGT_F200/6-1609-9-75 kW IE3",6,6,0,"1609-9","75 kW","IE3","/",19595,20923,"/",22244,"/","7weeks",75,0,6134,""]
[null,"THGT_F300","THGT","F300","THGT_F300/6-1609-9-75 kW STANDARD",6,6,0,"1609-9","75 kW","STANDARD","/",21230,22560,"/",23881,"/","7weeks",75,0,5874,""]
[null,"THGT_F300","THGT","F300","THGT_F300/6-1609-9-75 kW IE3",6,6,0,"1609-9","75 kW","IE3","/",22416,23745,"/",25066,"/","7weeks",75,0,6264,""]
[null,"THGT_F400","THGT","F400","THGT_F400/6-1609-9-75 kW IE3",6,6,0,"1609-9","75 kW","IE3","/",26029,27357,"/",28678,"/","7weeks",75,0,6116,""]
[null,"THGT_F400","THGT","F400","THGT_F400/6-1609-9-75 kW STANDARD",6,6,0,"1609-9","75 kW","STANDARD","/",24746,26074,"/",27395,"/","7weeks",75,0,5978,""]
[null,"THGT_F200","THGT","F200","THGT_F200/6-560-6-0,55 kW STANDARD",6,6,0,"560-6","0,55 kW","STANDARD",934,1173,1270,1029,1370,"/","to be confirmed",0.55000000000000004,0,6252,""]
[null,"THGT_F200","THGT","F200","THGT_F200/6-560-6-0,55 kW STANDARD",6,6,0,"560-6","0,55 kW","STANDARD",934,1173,1270,1029,1370,"/","3weeks",0.55000000000000004,0,1831,""]
[null,"THGT_F300","THGT","F300","THGT_F300/6-560-6-0,55 kW STANDARD",6,6,0,"560-6","0,55 kW","STANDARD",1076,1315,1412,1172,1511,"/","to be confirmed",0.55000000000000004,0,1873,""]
[null,"THGT_F300","THGT","F300","THGT_F300/6-560-6-0,55 kW STANDARD",6,6,0,"560-6","0,55 kW","STANDARD",1076,1315,1412,1172,1511,"/","5weeks",0.55000000000000004,0,5829,""]
[null,"THGT_F400","THGT","F400","THGT_F400/6-560-6-0,55 kW STANDARD",6,6,0,"560-6","0,55 kW","STANDARD",1483,1724,1819,1580,1919,"/","3weeks",0.55000000000000004,0,6159,""]
[null,"THGT_F400","THGT","F400","THGT_F400/6-560-6-0,55 kW STANDARD",6,6,0,"560-6","0,55 kW","STANDARD",1483,1724,1819,1580,1919,"/","3weeks",0.55000000000000004,0,1915,""]
[null,"THGT_F200","THGT","F200","THGT_F200/6-630-6-0,55 kW STANDARD",6,6,0,"630-6","0,55 kW","STANDARD",1005,1246,1346,1106,1445,"/","3weeks",0.55000000000000004,0,1831,""]
[null,"THGT_F200","THGT","F200","THGT_F200/6-630-6-0,55 kW STANDARD",6,6,0,"630-6","0,55 kW","STANDARD",1005,1246,1346,1106,1445,"/","to be confirmed",0.55000000000000004,0,6252,""]
[null,"THGT_F300","THGT","F300","THGT_F300/6-630-6-0,55 kW STANDARD",6,6,0,"630-6","0,55 kW","STANDARD",1148,1388,1487,1248,1587,"/","to be confirmed",0.55000000000000004,0,1873,""]
[null,"THGT_F300","THGT","F300","THGT_F300/6-630-6-0,55 kW STANDARD",6,6,0,"630-6","0,55 kW","STANDARD",1148,1388,1487,1248,1587,"/","5weeks",0.55000000000000004,0,5829,""]
[null,"THGT_F400","THGT","F400","THGT_F400/6-630-6-0,55 kW STANDARD",6,6,0,"630-6","0,55 kW","STANDARD",1556,1795,1895,1655,1994,"/","3weeks",0.55000000000000004,0,1915,""]
[null,"THGT_F400","THGT","F400","THGT_F400/6-630-6-0,55 kW STANDARD",6,6,0,"630-6","0,55 kW","STANDARD",1556,1795,1895,1655,1994,"/","3weeks",0.55000000000000004,0,6159,""]
[null,"THGT_F200","THGT","F200","THGT_F200/6-630-6-0,75 kW IE3",6,6,0,"630-6","0,75 kW","IE3",{"$error":"#N/A"},{"$error":"#N/A"},{"$error":"#N/A"},{"$error":"#N/A"},{"$error":"#N/A"},"/",{"$error":"#N/A"},0.75,0,6078,"IF YOU NEED PRICE CONTACT SALES DEPARTMENT"]
[null,"THGT_F200","THGT","F200","THGT_F200/6-630-6-0,75 kW STANDARD",6,6,0,"630-6","0,75 kW","STANDARD",1056,1296,1396,1157,1496,"/","to be confirmed",0.75,0,1832,""]
[null,"THGT_F300","THGT","F300","THGT_F300/6-630-6-0,75 kW STANDARD",6,6,0,"630-6","0,75 kW","STANDARD",1244,1483,1584,1343,1684,"/","to be confirmed",0.75,0,1874,""]
[null,"THGT_F300","THGT","F300","THGT_F300/6-630-6-0,75 kW IE3",6,6,0,"630-6","0,75 kW","IE3",1299,1539,1638,1399,1739,"/","to be confirmed",0.75,0,5946,""]
[null,"THGT_F400","THGT","F400","THGT_F400/6-630-6-0,75 kW STANDARD",6,6,0,"630-6","0,75 kW","STANDARD",1609,1848,1949,1709,2049,"/","4weeks",0.75,0,1916,""]
[null,"THGT_F400","THGT","F400","THGT_F400/6-630-6-0,75 kW IE3",6,6,0,"630-6","0,75 kW","IE3",1696,1936,2035,1796,2136,"/","to be confirmed",0.75,0,6210,""]
[null,"THGT_F200","THGT","F200","THGT_F200/6-630-6-1,1 kW STANDARD",6,6,0,"630-6","1,1 kW","STANDARD",1131,1372,1472,1232,1571,"/","to be confirmed",1.1000000000000001,0,1833,""]
[null,"THGT_F200","THGT","F200","THGT_F200/6-630-6-1,1 kW IE3",6,6,0,"630-6","1,1 kW","IE3",{"$error":"#N/A"},{"$error":"#N/A"},{"$error":"#N/A"},{"$error":"#N/A"},{"$error":"#N/A"},"/",{"$error":"#N/A"},1.1000000000000001,0,6247,"IF YOU NEED PRICE CONTACT SALES DEPARTMENT"]
[null,"THGT_F300","THGT","F300","THGT_F300/6-630-6-1,1 kW STANDARD",6,6,0,"630-6","1,1 kW","STANDARD",1273,1514,1613,1374,1713,"/","to be confirmed",1.1000000000000001,0,1875,""]
[null,"THGT_F300","THGT","F300","THGT_F300/6-630-6-1,1 kW IE3",6,6,0,"630-6","1,1 kW","IE3",1332,1571,1672,1432,1772,"/","to be confirmed",1.1000000000000001,0,6165,""]
[null,"THGT_F400","THGT","F400","THGT_F400/6-630-6-1,1 kW IE3",6,6,0,"630-6","1,1 kW","IE3",1742,1982,2083,1842,2182,"/","to be confirmed",1.1000000000000001,0,5897,""]
[null,"THGT_F400","THGT","F400","THGT_F400/6-630-6-1,1 kW STANDARD",6,6,0,"630-6","1,1 kW","STANDARD",1651,1892,1991,1752,2091,"/","3weeks",1.1000000000000001,0,1917,""]
[null,"THGT_F200","THGT","F200","THGT_F200/6-710-3-0,55 kW STANDARD",6,6,0,"710-3","0,55 kW","STANDARD",1022,1262,1401,1162,1521,"/","3weeks",0.55000000000000004,0,1831,""]
[null,"THGT_F200","THGT","F200","THGT_F200/6-710-3-0,55 kW STANDARD",6,6,0,"710-3","0,55 kW","STANDARD",1022,1262,1401,1162,1521,"/","to be confirmed",0.55000000000000004,0,6252,""]
[null,"THGT_F300","THGT","F300","THGT_F300/6-710-3-0,55 kW STANDARD",6,6,0,"710-3","0,55 kW","STANDARD",1164,1403,1543,1304,1664,"/","5weeks",0.55000000000000004,0,5829,""]
[null,"THGT_F300","THGT","F300","THGT_F300/6-710-3-0,55 kW STANDARD",6,6,0,"710-3","0,55 kW","STANDARD",1164,1403,1543,1304,1664,"/","to be confirmed",0.55000000000000004,0,1873,""]
[null,"THGT_F200","THGT","F200","THGT_F200/6-710-3-0,75 kW IE3",6,6,0,"710-3","0,75 kW","IE3",{"$error":"#N/A"},{"$error":"#N/A"},{"$error":"#N/A"},{"$error":"#N/A"},{"$error":"#N/A"},"/",{"$error":"#N/A"},0.75,0,6078,"IF YOU NEED PRICE CONTACT SALES DEPARTMENT"]
[null,"THGT_F200","THGT","F200","THGT_F200/6-710-3-0,75 kW STANDARD",6,6,0,"710-3","0,75 kW","STANDARD",1073,1312,1452,1212,1571,"/","to be confirmed",0.75,0,1832,""]
[null,"THGT_F300","THGT","F300","THGT_F300/6-710-3-0,75 kW IE3",6,6,0,"710-3","0,75 kW","IE3",1315,1554,1695,1455,1815,"/","to be confirmed",0.75,0,5946,""]
[null,"THGT_F300","THGT","F300","THGT_F300/6-710-3-0,75 kW STANDARD",6,6,0,"710-3","0,75 kW","STANDARD",1259,1500,1640,1399,1759,"/","to be confirmed",0.75,0,1874,""]
[null,"THGT_F400","THGT","F400","THGT_F400/6-710-5-0,55 kW STANDARD",6,6,0,"710-5","0,55 kW","STANDARD",1663,1903,2043,1803,2162,"/","3weeks",0.55000000000000004,0,6159,""]
[null,"THGT_F400","THGT","F400","THGT_F400/6-710-5-0,55 kW STANDARD",6,6,0,"710-5","0,55 kW","STANDARD",1663,1903,2043,1803,2162,"/","3weeks",0.55000000000000004,0,1915,""]
[null,"THGT_F400","THGT","F400","THGT_F400/6-710-5-0,75 kW IE3",6,6,0,"710-5","0,75 kW","IE3",1804,2044,2183,1944,2303,"/","to be confirmed",0.75,0,6210,""]
[null,"THGT_F400","THGT","F400","THGT_F400/6-710-5-0,75 kW STANDARD",6,6,0,"710-5","0,75 kW","STANDARD",1717,1957,2096,1857,2216,"/","4weeks",0.75,0,1916,""]
[null,"THGT_F400","THGT","F400","THGT_F400/6-710-5-1,1 kW IE3",6,6,0,"710-5","1,1 kW","IE3",1851,2090,2230,1990,2349,"/","to be confirmed",1.1000000000000001,0,5897,""]
[null,"THGT_F400","THGT","F400","THGT_F400/6-710-5-1,1 kW STANDARD",6,6,0,"710-5","1,1 kW","STANDARD",1759,1999,2138,1899,2259,"/","3weeks",1.1000000000000001,0,1917,""]
[null,"THGT_F200","THGT","F200","THGT_F200/6-710-6-0,55 kW STANDARD",6,6,0,"710-6","0,55 kW","STANDARD",1126,1365,1505,1266,1625,"/","3weeks",0.55000000000000004,0,1831,""]
[null,"THGT_F200","THGT","F200","THGT_F200/6-710-6-0,55 kW STANDARD",6,6,0,"710-6","0,55 kW","STANDARD",1126,1365,1505,1266,1625,"/","to be confirmed",0.55000000000000004,0,6252,""]
[null,"THGT_F300","THGT","F300","THGT_F300/6-710-6-0,55 kW STANDARD",6,6,0,"710-6","0,55 kW","STANDARD",1268,1507,1647,1407,1767,"/","5weeks",0.55000000000000004,0,5829,""]
[null,"THGT_F300","THGT","F300","THGT_F300/6-710-6-0,55 kW STANDARD",6,6,0,"710-6","0,55 kW","STANDARD",1268,1507,1647,1407,1767,"/","to be confirmed",0.55000000000000004,0,1873,""]
[null,"THGT_F200","THGT","F200","THGT_F200/6-710-6-0,75 kW STANDARD",6,6,0,"710-6","0,75 kW","STANDARD",1175,1416,1556,1316,1675,"/","to be confirmed",0.75,0,1832,""]
[null,"THGT_F200","THGT","F200","THGT_F200/6-710-6-0,75 kW IE3",6,6,0,"710-6","0,75 kW","IE3",{"$error":"#N/A"},{"$error":"#N/A"},{"$error":"#N/A"},{"$error":"#N/A"},{"$error":"#N/A"},"/",{"$error":"#N/A"},0.75,0,6078,"IF YOU NEED PRICE CONTACT SALES DEPARTMENT"]
[null,"THGT_F300","THGT","F300","THGT_F300/6-710-6-0,75 kW IE3",6,6,0,"710-6","0,75 kW","IE3",1419,1658,1799,1559,1919,"/","to be confirmed",0.75,0,5946,""]
[null,"THGT_F300","THGT","F300","THGT_F300/6-710-6-0,75 kW STANDARD",6,6,0,"710-6","0,75 kW","STANDARD",1363,1604,1743,1503,1863,"/","to be confirmed",0.75,0,1874,""]
[null,"THGT_F200","THGT","F200","THGT_F200/6-710-6-1,1 kW IE3",6,6,0,"710-6","1,1 kW","IE3",{"$error":"#N/A"},{"$error":"#N/A"},{"$error":"#N/A"},{"$error":"#N/A"},{"$error":"#N/A"},"/",{"$error":"#N/A"},1.1000000000000001,0,6247,"IF YOU NEED PRICE CONTACT SALES DEPARTMENT"]
[null,"THGT_F200","THGT","F200","THGT_F200/6-710-6-1,1 kW STANDARD",6,6,0,"710-6","1,1 kW","STANDARD",1251,1491,1631,1392,1751,"/","to be confirmed",1.1000000000000001,0,1833,""]
[null,"THGT_F300","THGT","F300","THGT_F300/6-710-6-1,1 kW IE3",6,6,0,"710-6","1,1 kW","IE3",1452,1692,1832,1592,1951,"/","to be confirmed",1.1000000000000001,0,6165,""]
[null,"THGT_F300","THGT","F300","THGT_F300/6-710-6-1,1 kW STANDARD",6,6,0,"710-6","1,1 kW","STANDARD",1393,1633,1773,1533,1893,"/","to be confirmed",1.1000000000000001,0,1875,""]
[null,"THGT_F400","THGT","F400","THGT_F400/6-710-7-0,55 kW STANDARD",6,6,0,"710-7","0,55 kW","STANDARD",1743,1983,2123,1883,2242,"/","3weeks",0.55000000000000004,0,6159,""]
[null,"THGT_F400","THGT","F400","THGT_F400/6-710-7-0,55 kW STANDARD",6,6,0,"710-7","0,55 kW","STANDARD",1743,1983,2123,1883,2242,"/","3weeks",0.55000000000000004,0,1915,""]
[null,"THGT_F400","THGT","F400","THGT_F400/6-710-7-0,75 kW STANDARD",6,6,0,"710-7","0,75 kW","STANDARD",1797,2036,2176,1937,2297,"/","4weeks",0.75,0,1916,""]
[null,"THGT_F400","THGT","F400","THGT_F400/6-710-7-0,75 kW IE3",6,6,0,"710-7","0,75 kW","IE3",1884,2124,2263,2024,2383,"/","to be confirmed",0.75,0,6210,""]
[null,"THGT_F400","THGT","F400","THGT_F400/6-710-7-1,1 kW IE3",6,6,0,"710-7","1,1 kW","IE3",1930,2170,2309,2070,2430,"/","to be confirmed",1.1000000000000001,0,5897,""]
[null,"THGT_F400","THGT","F400","THGT_F400/6-710-7-1,1 kW STANDARD",6,6,0,"710-7","1,1 kW","STANDARD",1839,2078,2219,1979,2339,"/","3weeks",1.1000000000000001,0,1917,""]
[null,"THGT_F200","THGT","F200","THGT_F200/6-800-3-0,75 kW STANDARD",6,6,0,"800-3","0,75 kW","STANDARD",1248,1487,1679,1440,1799,"/","to be confirmed",0.75,0,1832,""]
[null,"THGT_F200","THGT","F200","THGT_F200/6-800-3-0,75 kW IE3",6,6,0,"800-3","0,75 kW","IE3",{"$error":"#N/A"},{"$error":"#N/A"},{"$error":"#N/A"},{"$error":"#N/A"},{"$error":"#N/A"},"/",{"$error":"#N/A"},0.75,0,6078,"IF YOU NEED PRICE CONTACT SALES DEPARTMENT"]
[null,"THGT_F300","THGT","F300","THGT_F300/6-800-3-0,75 kW STANDARD",6,6,0,"800-3","0,75 kW","STANDARD",1436,1675,1867,1627,1987,"/","to be confirmed",0.75,0,1874,""]
[null,"THGT_F300","THGT","F300","THGT_F300/6-800-3-0,75 kW IE3",6,6,0,"800-3","0,75 kW","IE3",1490,1731,1923,1683,2043,"/","to be confirmed",0.75,0,5946,""]
[null,"THGT_F400","THGT","F400","THGT_F400/6-800-3-0,75 kW IE3",6,6,0,"800-3","0,75 kW","IE3",1887,2128,2319,2079,2440,"/","to be confirmed",0.75,0,6210,""]
[null,"THGT_F400","THGT","F400","THGT_F400/6-800-3-0,75 kW STANDARD",6,6,0,"800-3","0,75 kW","STANDARD",1801,2041,2233,1992,2352,"/","4weeks",0.75,0,1916,""]
[null,"THGT_F200","THGT","F200","THGT_F200/6-800-3-1,1 kW IE3",6,6,0,"800-3","1,1 kW","IE3",{"$error":"#N/A"},{"$error":"#N/A"},{"$error":"#N/A"},{"$error":"#N/A"},{"$error":"#N/A"},"/",{"$error":"#N/A"},1.1000000000000001,0,6247,"IF YOU NEED PRICE CONTACT SALES DEPARTMENT"]
[null,"THGT_F200","THGT","F200","THGT_F200/6-800-3-1,1 kW STANDARD",6,6,0,"800-3","1,1 kW","STANDARD",1323,1563,1755,1516,1875,"/","to be confirmed",1.1000000000000001,0,1833,""]
[null,"THGT_F300","THGT","F300","THGT_F300/6-800-3-1,1 kW IE3",6,6,0,"800-3","1,1 kW","IE3",1524,1763,1956,1716,2075,"/","to be confirmed",1.1000000000000001,0,6165,""]
[null,"THGT_F300","THGT","F300","THGT_F300/6-800-3-1,1 kW STANDARD",6,6,0,"800-3","1,1 kW","STANDARD",1465,1705,1897,1657,2016,"/","to be confirmed",1.1000000000000001,0,1875,""]
[null,"THGT_F400","THGT","F400","THGT_F400/6-800-3-1,1 kW STANDARD",6,6,0,"800-3","1,1 kW","STANDARD",1843,2083,2275,2035,2394,"/","3weeks",1.1000000000000001,0,1917,""]
[null,"THGT_F400","THGT","F400","THGT_F400/6-800-3-1,1 kW IE3",6,6,0,"800-3","1,1 kW","IE3",1935,2174,2366,2126,2486,"/","to be confirmed",1.1000000000000001,0,5897,""]
[null,"THGT_F200","THGT","F200","THGT_F200/6-800-3-1,5 kW IE3",6,6,0,"800-3","1,5 kW","IE3",{"$error":"#N/A"},{"$error":"#N/A"},{"$error":"#N/A"},{"$error":"#N/A"},{"$error":"#N/A"},"/",{"$error":"#N/A"},1.5,0,5771,"IF YOU NEED PRICE CONTACT SALES DEPARTMENT"]
[null,"THGT_F200","THGT","F200","THGT_F200/6-800-3-1,5 kW STANDARD",6,6,0,"800-3","1,5 kW","STANDARD",1379,1619,1811,1570,1930,"/","to be confirmed",1.5,0,1834,""]
[null,"THGT_F300","THGT","F300","THGT_F300/6-800-3-1,5 kW IE3",6,6,0,"800-3","1,5 kW","IE3",1669,1909,2102,1861,2221,"/","to be confirmed",1.5,0,5901,""]
[null,"THGT_F300","THGT","F300","THGT_F300/6-800-3-1,5 kW STANDARD",6,6,0,"800-3","1,5 kW","STANDARD",1596,1836,2028,1789,2148,"/","to be confirmed",1.5,0,1876,""]
[null,"THGT_F400","THGT","F400","THGT_F400/6-800-3-1,5 kW STANDARD",6,6,0,"800-3","1,5 kW","STANDARD",2140,2380,2572,2333,2692,"/","3weeks",1.5,0,1918,""]
[null,"THGT_F400","THGT","F400","THGT_F400/6-800-3-1,5 kW IE3",6,6,0,"800-3","1,5 kW","IE3",2261,2501,2693,2453,2812,"/","to be confirmed",1.5,0,6034,""]
[null,"THGT_F200","THGT","F200","THGT_F200/6-800-6-0,75 kW STANDARD",6,6,0,"800-6","0,75 kW","STANDARD",1352,1591,1783,1544,1903,"/","to be confirmed",0.75,0,1832,""]
[null,"THGT_F200","THGT","F200","THGT_F200/6-800-6-0,75 kW IE3",6,6,0,"800-6","0,75 kW","IE3",{"$error":"#N/A"},{"$error":"#N/A"},{"$error":"#N/A"},{"$error":"#N/A"},{"$error":"#N/A"},"/",{"$error":"#N/A"},0.75,0,6078,"IF YOU NEED PRICE CONTACT SALES DEPARTMENT"]
[null,"THGT_F300","THGT","F300","THGT_F300/6-800-6-0,75 kW IE3",6,6,0,"800-6","0,75 kW","IE3",1594,1835,2026,1787,2147,"/","to be confirmed",0.75,0,5946,""]
[null,"THGT_F300","THGT","F300","THGT_F300/6-800-6-0,75 kW STANDARD",6,6,0,"800-6","0,75 kW","STANDARD",1540,1779,1971,1731,2091,"/","to be confirmed",0.75,0,1874,""]
[null,"THGT_F400","THGT","F400","THGT_F400/6-800-6-0,75 kW IE3",6,6,0,"800-6","0,75 kW","IE3",1991,2232,2423,2183,2544,"/","to be confirmed",0.75,0,6210,""]
[null,"THGT_F400","THGT","F400","THGT_F400/6-800-6-0,75 kW STANDARD",6,6,0,"800-6","0,75 kW","STANDARD",1905,2145,2337,2096,2456,"/","4weeks",0.75,0,1916,""]
[null,"THGT_F200","THGT","F200","THGT_F200/6-800-6-1,1 kW STANDARD",6,6,0,"800-6","1,1 kW","STANDARD",1427,1667,1859,1620,1979,"/","to be confirmed",1.1000000000000001,0,1833,""]
[null,"THGT_F200","THGT","F200","THGT_F200/6-800-6-1,1 kW IE3",6,6,0,"800-6","1,1 kW","IE3",{"$error":"#N/A"},{"$error":"#N/A"},{"$error":"#N/A"},{"$error":"#N/A"},{"$error":"#N/A"},"/",{"$error":"#N/A"},1.1000000000000001,0,6247,"IF YOU NEED PRICE CONTACT SALES DEPARTMENT"]
[null,"THGT_F300","THGT","F300","THGT_F300/6-800-6-1,1 kW STANDARD",6,6,0,"800-6","1,1 kW","STANDARD",1569,1809,2001,1761,2120,"/","to be confirmed",1.1000000000000001,0,1875,""]
[null,"THGT_F300","THGT","F300","THGT_F300/6-800-6-1,1 kW IE3",6,6,0,"800-6","1,1 kW","IE3",1628,1867,2060,1819,2179,"/","to be confirmed",1.1000000000000001,0,6165,""]
[null,"THGT_F400","THGT","F400","THGT_F400/6-800-6-1,1 kW STANDARD",6,6,0,"800-6","1,1 kW","STANDARD",1947,2187,2379,2139,2498,"/","3weeks",1.1000000000000001,0,1917,""]
[null,"THGT_F400","THGT","F400","THGT_F400/6-800-6-1,1 kW IE3",6,6,0,"800-6","1,1 kW","IE3",2039,2278,2470,2230,2590,"/","to be confirmed",1.1000000000000001,0,5897,""]
[null,"THGT_F200","THGT","F200","THGT_F200/6-800-6-1,5 kW STANDARD",6,6,0,"800-6","1,5 kW","STANDARD",1483,1722,1915,1674,2034,"/","to be confirmed",1.5,0,1834,""]
[null,"THGT_F200","THGT","F200","THGT_F200/6-800-6-1,5 kW IE3",6,6,0,"800-6","1,5 kW","IE3",{"$error":"#N/A"},{"$error":"#N/A"},{"$error":"#N/A"},{"$error":"#N/A"},{"$error":"#N/A"},"/",{"$error":"#N/A"},1.5,0,5771,"IF YOU NEED PRICE CONTACT SALES DEPARTMENT"]
[null,"THGT_F300","THGT","F300","THGT_F300/6-800-6-1,5 kW STANDARD",6,6,0,"800-6","1,5 kW","STANDARD",1700,1940,2132,1893,2252,"/","to be confirmed",1.5,0,1876,""]
[null,"THGT_F300","THGT","F300","THGT_F300/6-800-6-1,5 kW IE3",6,6,0,"800-6","1,5 kW","IE3",1773,2013,2204,1965,2325,"/","to be confirmed",1.5,0,5901,""]
[null,"THGT_F400","THGT","F400","THGT_F400/6-800-6-1,5 kW STANDARD",6,6,0,"800-6","1,5 kW","STANDARD",2244,2484,2676,2435,2796,"/","3weeks",1.5,0,1918,""]
[null,"THGT_F400","THGT","F400","THGT_F400/6-800-6-1,5 kW IE3",6,6,0,"800-6","1,5 kW","IE3",2365,2604,2797,2557,2916,"/","to be confirmed",1.5,0,6034,""]
[null,"THGT_F200","THGT","F200","THGT_F200/6-800-6-2,2 kW STANDARD",6,6,0,"800-6","2,2 kW","STANDARD",1599,1838,2030,1791,2150,"/","to be confirmed",2.2000000000000002,0,1835,""]
[null,"THGT_F300","THGT","F300","THGT_F300/6-800-6-2,2 kW IE3",6,6,0,"800-6","2,2 kW","IE3",1907,2147,2339,2098,2459,"/","to be confirmed",2.2000000000000002,0,6181,""]
[null,"THGT_F300","THGT","F300","THGT_F300/6-800-6-2,2 kW STANDARD",6,6,0,"800-6","2,2 kW","STANDARD",1820,2061,2252,2012,2372,"/","to be confirmed",2.2000000000000002,0,1877,""]
[null,"THGT_F400","THGT","F400","THGT_F400/6-800-6-2,2 kW STANDARD",6,6,0,"800-6","2,2 kW","STANDARD",2302,2541,2734,2494,2853,"/","3weeks",2.2000000000000002,0,1919,""]
[null,"THGT_F400","THGT","F400","THGT_F400/6-800-6-2,2 kW IE3",6,6,0,"800-6","2,2 kW","IE3",2429,2669,2861,2620,2980,"/","to be confirmed",2.2000000000000002,0,6150,""]
[null,"THGT_F200","THGT","F200","THGT_F200/6-800-9-0,75 kW IE3",6,6,0,"800-9","0,75 kW","IE3",{"$error":"#N/A"},{"$error":"#N/A"},{"$error":"#N/A"},{"$error":"#N/A"},{"$error":"#N/A"},"/",{"$error":"#N/A"},0.75,0,6078,"IF YOU NEED PRICE CONTACT SALES DEPARTMENT"]
[null,"THGT_F200","THGT","F200","THGT_F200/6-800-9-0,75 kW STANDARD",6,6,0,"800-9","0,75 kW","STANDARD",1476,1715,1907,1668,2027,"/","to be confirmed",0.75,0,1832,""]
[null,"THGT_F300","THGT","F300","THGT_F300/6-800-9-0,75 kW IE3",6,6,0,"800-9","0,75 kW","IE3",1718,1959,2150,1910,2271,"/","to be confirmed",0.75,0,5946,""]
[null,"THGT_F300","THGT","F300","THGT_F300/6-800-9-0,75 kW STANDARD",6,6,0,"800-9","0,75 kW","STANDARD",1664,1903,2095,1855,2215,"/","to be confirmed",0.75,0,1874,""]
[null,"THGT_F400","THGT","F400","THGT_F400/6-800-9-0,75 kW IE3",6,6,0,"800-9","0,75 kW","IE3",2115,2356,2547,2307,2667,"/","to be confirmed",0.75,0,6210,""]
[null,"THGT_F400","THGT","F400","THGT_F400/6-800-9-0,75 kW STANDARD",6,6,0,"800-9","0,75 kW","STANDARD",2029,2268,2461,2220,2580,"/","4weeks",0.75,0,1916,""]
[null,"THGT_F200","THGT","F200","THGT_F200/6-800-9-1,1 kW IE3",6,6,0,"800-9","1,1 kW","IE3",{"$error":"#N/A"},{"$error":"#N/A"},{"$error":"#N/A"},{"$error":"#N/A"},{"$error":"#N/A"},"/",{"$error":"#N/A"},1.1000000000000001,0,6247,"IF YOU NEED PRICE CONTACT SALES DEPARTMENT"]
[null,"THGT_F200","THGT","F200","THGT_F200/6-800-9-1,1 kW STANDARD",6,6,0,"800-9","1,1 kW","STANDARD",1551,1791,1983,1743,2103,"/","to be confirmed",1.1000000000000001,0,1833,""]
[null,"THGT_F300","THGT","F300","THGT_F300/6-800-9-1,1 kW IE3",6,6,0,"800-9","1,1 kW","IE3",1752,1991,2183,1943,2303,"/","to be confirmed",1.1000000000000001,0,6165,""]
[null,"THGT_F300","THGT","F300","THGT_F300/6-800-9-1,1 kW STANDARD",6,6,0,"800-9","1,1 kW","STANDARD",1693,1932,2125,1885,2244,"/","to be confirmed",1.1000000000000001,0,1875,""]
[null,"THGT_F400","THGT","F400","THGT_F400/6-800-9-1,1 kW IE3",6,6,0,"800-9","1,1 kW","IE3",2162,2402,2594,2354,2714,"/","to be confirmed",1.1000000000000001,0,5897,""]
[null,"THGT_F400","THGT","F400","THGT_F400/6-800-9-1,1 kW STANDARD",6,6,0,"800-9","1,1 kW","STANDARD",2071,2310,2503,2262,2622,"/","3weeks",1.1000000000000001,0,1917,""]
[null,"THGT_F200","THGT","F200","THGT_F200/6-800-9-1,5 kW STANDARD",6,6,0,"800-9","1,5 kW","STANDARD",1607,1846,2039,1798,2158,"/","to be confirmed",1.5,0,1834,""]
[null,"THGT_F200","THGT","F200","THGT_F200/6-800-9-1,5 kW IE3",6,6,0,"800-9","1,5 kW","IE3",{"$error":"#N/A"},{"$error":"#N/A"},{"$error":"#N/A"},{"$error":"#N/A"},{"$error":"#N/A"},"/",{"$error":"#N/A"},1.5,0,5771,"IF YOU NEED PRICE CONTACT SALES DEPARTMENT"]
[null,"THGT_F300","THGT","F300","THGT_F300/6-800-9-1,5 kW IE3",6,6,0,"800-9","1,5 kW","IE3",1897,2137,2328,2089,2449,"/","to be confirmed",1.5,0,5901,""]
[null,"THGT_F300","THGT","F300","THGT_F300/6-800-9-1,5 kW STANDARD",6,6,0,"800-9","1,5 kW","STANDARD",1824,2064,2256,2016,2376,"/","to be confirmed",1.5,0,1876,""]
[null,"THGT_F400","THGT","F400","THGT_F400/6-800-9-1,5 kW STANDARD",6,6,0,"800-9","1,5 kW","STANDARD",2368,2608,2800,2559,2919,"/","3weeks",1.5,0,1918,""]
[null,"THGT_F400","THGT","F400","THGT_F400/6-800-9-1,5 kW IE3",6,6,0,"800-9","1,5 kW","IE3",2489,2728,2921,2681,3040,"/","to be confirmed",1.5,0,6034,""]
[null,"THGT_F200","THGT","F200","THGT_F200/6-800-9-2,2 kW STANDARD",6,6,0,"800-9","2,2 kW","STANDARD",1722,1962,2154,1915,2274,"/","to be confirmed",2.2000000000000002,0,1835,""]
[null,"THGT_F300","THGT","F300","THGT_F300/6-800-9-2,2 kW IE3",6,6,0,"800-9","2,2 kW","IE3",2031,2271,2463,2222,2582,"/","to be confirmed",2.2000000000000002,0,6181,""]
[null,"THGT_F300","THGT","F300","THGT_F300/6-800-9-2,2 kW STANDARD",6,6,0,"800-9","2,2 kW","STANDARD",1944,2184,2376,2136,2496,"/","to be confirmed",2.2000000000000002,0,1877,""]
[null,"THGT_F400","THGT","F400","THGT_F400/6-800-9-2,2 kW IE3",6,6,0,"800-9","2,2 kW","IE3",2553,2792,2985,2744,3104,"/","to be confirmed",2.2000000000000002,0,6150,""]
[null,"THGT_F400","THGT","F400","THGT_F400/6-800-9-2,2 kW STANDARD",6,6,0,"800-9","2,2 kW","STANDARD",2426,2665,2858,2618,2977,"/","3weeks",2.2000000000000002,0,1919,""]
[null,"THGT_F200","THGT","F200","THGT_F200/6-800-9-3 kW IE3",6,6,0,"800-9","3 kW","IE3",{"$error":"#N/A"},{"$error":"#N/A"},{"$error":"#N/A"},{"$error":"#N/A"},{"$error":"#N/A"},"/",{"$error":"#N/A"},3,0,6111,"IF YOU NEED PRICE CONTACT SALES DEPARTMENT"]
[null,"THGT_F200","THGT","F200","THGT_F200/6-800-9-3 kW STANDARD",6,6,0,"800-9","3 kW","STANDARD",1858,2154,2346,2050,2466,"/","to be confirmed",3,0,1836,""]
[null,"THGT_F300","THGT","F300","THGT_F300/6-800-9-3 kW IE3",6,6,0,"800-9","3 kW","IE3",2376,2672,2864,2568,2984,"/","to be confirmed",3,0,5884,""]
[null,"THGT_F300","THGT","F300","THGT_F300/6-800-9-3 kW STANDARD",6,6,0,"800-9","3 kW","STANDARD",2256,2551,2743,2447,2863,"/","to be confirmed",3,0,1878,""]
[null,"THGT_F400","THGT","F400","THGT_F400/6-800-9-3 kW STANDARD",6,6,0,"800-9","3 kW","STANDARD",2751,3047,3239,2944,3358,"/","4weeks",3,0,1920,""]
[null,"THGT_F400","THGT","F400","THGT_F400/6-800-9-3 kW IE3",6,6,0,"800-9","3 kW","IE3",2910,3206,3398,3102,3518,"/","to be confirmed",3,0,5841,""]
[null,"THGT_F200","THGT","F200","THGT_F200/6-900-3-1,5 kW IE3",6,6,0,"900-3","1,5 kW","IE3",{"$error":"#N/A"},{"$error":"#N/A"},{"$error":"#N/A"},{"$error":"#N/A"},{"$error":"#N/A"},"/",{"$error":"#N/A"},1.5,0,5771,"IF YOU NEED PRICE CONTACT SALES DEPARTMENT"]
[null,"THGT_F200","THGT","F200","THGT_F200/6-900-3-1,5 kW STANDARD",6,6,0,"900-3","1,5 kW","STANDARD",1806,2046,2289,2050,2430,"/","to be confirmed",1.5,0,1834,""]
[null,"THGT_F300","THGT","F300","THGT_F300/6-900-3-1,5 kW STANDARD",6,6,0,"900-3","1,5 kW","STANDARD",2024,2263,2508,2267,2648,"/","to be confirmed",1.5,0,1876,""]
[null,"THGT_F300","THGT","F300","THGT_F300/6-900-3-1,5 kW IE3",6,6,0,"900-3","1,5 kW","IE3",2097,2337,2580,2341,2720,"/","to be confirmed",1.5,0,5901,""]
[null,"THGT_F400","THGT","F400","THGT_F400/6-900-3-1,5 kW IE3",6,6,0,"900-3","1,5 kW","IE3",2688,2928,3173,2932,3312,"/","to be confirmed",1.5,0,6034,""]
[null,"THGT_F400","THGT","F400","THGT_F400/6-900-3-1,5 kW STANDARD",6,6,0,"900-3","1,5 kW","STANDARD",2568,2807,3052,2811,3191,"/","3weeks",1.5,0,1918,""]
[null,"THGT_F200","THGT","F200","THGT_F200/6-900-3-2,2 kW STANDARD",6,6,0,"900-3","2,2 kW","STANDARD",1922,2161,2406,2166,2546,"/","to be confirmed",2.2000000000000002,0,1835,""]
[null,"THGT_F300","THGT","F300","THGT_F300/6-900-3-2,2 kW IE3",6,6,0,"900-3","2,2 kW","IE3",2231,2470,2714,2474,2854,"/","to be confirmed",2.2000000000000002,0,6181,""]
[null,"THGT_F300","THGT","F300","THGT_F300/6-900-3-2,2 kW STANDARD",6,6,0,"900-3","2,2 kW","STANDARD",2145,2384,2628,2388,2767,"/","to be confirmed",2.2000000000000002,0,1877,""]
[null,"THGT_F400","THGT","F400","THGT_F400/6-900-3-2,2 kW IE3",6,6,0,"900-3","2,2 kW","IE3",2753,2992,3236,2996,3376,"/","to be confirmed",2.2000000000000002,0,6150,""]
[null,"THGT_F400","THGT","F400","THGT_F400/6-900-3-2,2 kW STANDARD",6,6,0,"900-3","2,2 kW","STANDARD",2625,2865,3110,2869,3249,"/","3weeks",2.2000000000000002,0,1919,""]
[null,"THGT_F200","THGT","F200","THGT_F200/6-900-6-1,5 kW IE3",6,6,0,"900-6","1,5 kW","IE3",{"$error":"#N/A"},{"$error":"#N/A"},{"$error":"#N/A"},{"$error":"#N/A"},{"$error":"#N/A"},"/",{"$error":"#N/A"},1.5,0,5771,"IF YOU NEED PRICE CONTACT SALES DEPARTMENT"]
[null,"THGT_F200","THGT","F200","THGT_F200/6-900-6-1,5 kW STANDARD",6,6,0,"900-6","1,5 kW","STANDARD",1910,2150,2393,2154,2533,"/","to be confirmed",1.5,0,1834,""]
[null,"THGT_F300","THGT","F300","THGT_F300/6-900-6-1,5 kW STANDARD",6,6,0,"900-6","1,5 kW","STANDARD",2128,2367,2612,2371,2751,"/","to be confirmed",1.5,0,1876,""]
[null,"THGT_F300","THGT","F300","THGT_F300/6-900-6-1,5 kW IE3",6,6,0,"900-6","1,5 kW","IE3",2201,2441,2684,2445,2824,"/","to be confirmed",1.5,0,5901,""]
[null,"THGT_F400","THGT","F400","THGT_F400/6-900-6-1,5 kW IE3",6,6,0,"900-6","1,5 kW","IE3",2792,3032,3276,3036,3416,"/","to be confirmed",1.5,0,6034,""]
[null,"THGT_F400","THGT","F400","THGT_F400/6-900-6-1,5 kW STANDARD",6,6,0,"900-6","1,5 kW","STANDARD",2672,2911,3155,2915,3295,"/","3weeks",1.5,0,1918,""]
[null,"THGT_F200","THGT","F200","THGT_F200/6-900-6-2,2 kW STANDARD",6,6,0,"900-6","2,2 kW","STANDARD",2026,2265,2510,2270,2650,"/","to be confirmed",2.2000000000000002,0,1835,""]
[null,"THGT_F300","THGT","F300","THGT_F300/6-900-6-2,2 kW IE3",6,6,0,"900-6","2,2 kW","IE3",2335,2574,2818,2578,2957,"/","to be confirmed",2.2000000000000002,0,6181,""]
[null,"THGT_F300","THGT","F300","THGT_F300/6-900-6-2,2 kW STANDARD",6,6,0,"900-6","2,2 kW","STANDARD",2249,2488,2732,2492,2871,"/","to be confirmed",2.2000000000000002,0,1877,""]
[null,"THGT_F400","THGT","F400","THGT_F400/6-900-6-2,2 kW STANDARD",6,6,0,"900-6","2,2 kW","STANDARD",2729,2969,3213,2973,3353,"/","3weeks",2.2000000000000002,0,1919,""]
[null,"THGT_F400","THGT","F400","THGT_F400/6-900-6-2,2 kW IE3",6,6,0,"900-6","2,2 kW","IE3",2856,3096,3339,3100,3479,"/","to be confirmed",2.2000000000000002,0,6150,""]
[null,"THGT_F200","THGT","F200","THGT_F200/6-900-6-3 kW STANDARD",6,6,0,"900-6","3 kW","STANDARD",2161,2457,2701,2406,2841,"/","to be confirmed",3,0,1836,""]
[null,"THGT_F200","THGT","F200","THGT_F200/6-900-6-3 kW IE3",6,6,0,"900-6","3 kW","IE3",{"$error":"#N/A"},{"$error":"#N/A"},{"$error":"#N/A"},{"$error":"#N/A"},{"$error":"#N/A"},"/",{"$error":"#N/A"},3,0,6111,"IF YOU NEED PRICE CONTACT SALES DEPARTMENT"]
[null,"THGT_F300","THGT","F300","THGT_F300/6-900-6-3 kW IE3",6,6,0,"900-6","3 kW","IE3",2680,2975,3220,2924,3359,"/","to be confirmed",3,0,5884,""]
[null,"THGT_F300","THGT","F300","THGT_F300/6-900-6-3 kW STANDARD",6,6,0,"900-6","3 kW","STANDARD",2559,2854,3099,2803,3239,"/","to be confirmed",3,0,1878,""]
[null,"THGT_F400","THGT","F400","THGT_F400/6-900-6-3 kW STANDARD",6,6,0,"900-6","3 kW","STANDARD",3055,3351,3595,3299,3734,"/","4weeks",3,0,1920,""]
[null,"THGT_F400","THGT","F400","THGT_F400/6-900-6-3 kW IE3",6,6,0,"900-6","3 kW","IE3",3215,3510,3753,3458,3894,"/","to be confirmed",3,0,5841,""]
[null,"THGT_F200","THGT","F200","THGT_F200/6-900-9-1,5 kW IE3",6,6,0,"900-9","1,5 kW","IE3",{"$error":"#N/A"},{"$error":"#N/A"},{"$error":"#N/A"},{"$error":"#N/A"},{"$error":"#N/A"},"/",{"$error":"#N/A"},1.5,0,5771,"IF YOU NEED PRICE CONTACT SALES DEPARTMENT"]
[null,"THGT_F200","THGT","F200","THGT_F200/6-900-9-1,5 kW STANDARD",6,6,0,"900-9","1,5 kW","STANDARD",2030,2270,2513,2274,2654,"/","to be confirmed",1.5,0,1834,""]
[null,"THGT_F300","THGT","F300","THGT_F300/6-900-9-1,5 kW IE3",6,6,0,"900-9","1,5 kW","IE3",2321,2560,2804,2565,2944,"/","to be confirmed",1.5,0,5901,""]
[null,"THGT_F300","THGT","F300","THGT_F300/6-900-9-1,5 kW STANDARD",6,6,0,"900-9","1,5 kW","STANDARD",2247,2487,2732,2491,2871,"/","to be confirmed",1.5,0,1876,""]
[null,"THGT_F400","THGT","F400","THGT_F400/6-900-9-1,5 kW IE3",6,6,0,"900-9","1,5 kW","IE3",2912,3152,3396,3156,3536,"/","to be confirmed",1.5,0,6034,""]
[null,"THGT_F400","THGT","F400","THGT_F400/6-900-9-1,5 kW STANDARD",6,6,0,"900-9","1,5 kW","STANDARD",2791,3031,3275,3035,3415,"/","3weeks",1.5,0,1918,""]
[null,"THGT_F200","THGT","F200","THGT_F200/6-900-9-2,2 kW STANDARD",6,6,0,"900-9","2,2 kW","STANDARD",2146,2385,2630,2389,2769,"/","to be confirmed",2.2000000000000002,0,1835,""]
[null,"THGT_F300","THGT","F300","THGT_F300/6-900-9-2,2 kW STANDARD",6,6,0,"900-9","2,2 kW","STANDARD",2368,2608,2851,2612,2991,"/","to be confirmed",2.2000000000000002,0,1877,""]
[null,"THGT_F300","THGT","F300","THGT_F300/6-900-9-2,2 kW IE3",6,6,0,"900-9","2,2 kW","IE3",2454,2694,2937,2698,3078,"/","to be confirmed",2.2000000000000002,0,6181,""]
[null,"THGT_F400","THGT","F400","THGT_F400/6-900-9-2,2 kW STANDARD",6,6,0,"900-9","2,2 kW","STANDARD",2849,3090,3333,3094,3473,"/","3weeks",2.2000000000000002,0,1919,""]
[null,"THGT_F400","THGT","F400","THGT_F400/6-900-9-2,2 kW IE3",6,6,0,"900-9","2,2 kW","IE3",2976,3216,3459,3220,3600,"/","to be confirmed",2.2000000000000002,0,6150,""]
[null,"THGT_F200","THGT","F200","THGT_F200/6-900-9-3 kW STANDARD",6,6,0,"900-9","3 kW","STANDARD",2282,2577,2821,2526,2961,"/","to be confirmed",3,0,1836,""]
[null,"THGT_F200","THGT","F200","THGT_F200/6-900-9-3 kW IE3",6,6,0,"900-9","3 kW","IE3",{"$error":"#N/A"},{"$error":"#N/A"},{"$error":"#N/A"},{"$error":"#N/A"},{"$error":"#N/A"},"/",{"$error":"#N/A"},3,0,6111,"IF YOU NEED PRICE CONTACT SALES DEPARTMENT"]
[null,"THGT_F300","THGT","F300","THGT_F300/6-900-9-3 kW STANDARD",6,6,0,"900-9","3 kW","STANDARD",2679,2975,3219,2923,3358,"/","to be confirmed",3,0,1878,""]
[null,"THGT_F300","THGT","F300","THGT_F300/6-900-9-3 kW IE3",6,6,0,"900-9","3 kW","IE3",2800,3095,3339,3043,3479,"/","to be confirmed",3,0,5884,""]
[null,"THGT_F400","THGT","F400","THGT_F400/6-900-9-3 kW STANDARD",6,6,0,"900-9","3 kW","STANDARD",3175,3471,3714,3418,3854,"/","4weeks",3,0,1920,""]
[null,"THGT_F400","THGT","F400","THGT_F400/6-900-9-3 kW IE3",6,6,0,"900-9","3 kW","IE3",3334,3629,3874,3578,4014,"/","to be confirmed",3,0,5841,""]
[null,"THGT_F200","THGT","F200","THGT_F200/6-900-9-5,5 kW IE3",6,6,0,"900-9","5,5 kW","IE3",{"$error":"#N/A"},{"$error":"#N/A"},{"$error":"#N/A"},{"$error":"#N/A"},{"$error":"#N/A"},"/",{"$error":"#N/A"},5.5,0,6069,"IF YOU NEED PRICE CONTACT SALES DEPARTMENT"]
[null,"THGT_F200","THGT","F200","THGT_F200/6-900-9-5,5 kW STANDARD",6,6,0,"900-9","5,5 kW","STANDARD",2660,2965,3208,2905,3348,"/","to be confirmed",5.5,0,1838,""]
[null,"THGT_F300","THGT","F300","THGT_F300/6-900-9-5,5 kW STANDARD",6,6,0,"900-9","5,5 kW","STANDARD",3086,3390,3633,3330,3774,"/","to be confirmed",5.5,0,1880,""]
[null,"THGT_F400","THGT","F400","THGT_F400/6-900-9-5,5 kW STANDARD",6,6,0,"900-9","5,5 kW","STANDARD",3944,4249,4492,4189,4632,"/","4weeks",5.5,0,1922,""]

{"sheet":"LLISTA","index":2,"n_rows":8442,"n_cols":5,"rows_kept":8442,"cut":false,"hidden":true,"merged":[]}
["CGT","400","6","IE3","1,1 kW"]
["CGT_ATEX_II2GExdIIBT4","450","6","STANDARD","1,5 kW"]
["CGT_ATEX_II2GExdIIBT5","400","6","IE3","2,2 kW"]
["CGT_ATEX_II2GExdIICT4","450","6","STANDARD","1,1 kW"]
["CGT_ATEX_II2GExeIIT3","500","6","STANDARD","1,5 kW"]
["CGT_ATEX_II3DExtcIIICT125","560","6","STANDARD","2,2 kW"]
["CHGT_F300","630","6","IE3","2,2 kW"]
["CHGT_F400","710","3","STANDARD","3 kW"]
["HGHT_V_F300","800","6","IE3","2,2 kW"]
["HGHT_V_F400","900","3","STANDARD","3 kW"]
["HGTT_V","1000","6","IE3","0,25 kW"]
["TGT","1250","9","STANDARD","0,37 kW"]
["TGT_ATEX_II2GExdIIBT4","560","3","IE3","0,55 kW"]
["TGT_ATEX_II2GExdIIBT5","630","6","STANDARD","0,75 kW"]
["TGT_ATEX_II2GExdIICT4","710","9","IE3","0,55 kW"]
["TGT_ATEX_II2GExeIIT3","800","3","STANDARD","0,75 kW"]
["TGT_ATEX_II3DExtcIIICT125","900","6","IE3","1,1 kW"]
["THGT_F200","1000","9","STANDARD","0,75 kW"]
["THGT_F300","1250","3","IE3","1,5 kW"]
["THGT_F400","400","6","STANDARD","2,2 kW"]
["2","450","9","IE3","0,55 kW"]
["4","500","6","STANDARD","0,75 kW"]
["6","560","6","IE3","1,1 kW"]
["2_4","630","3","STANDARD","1,5 kW"]
["4_6","710","6","IE3","2,2 kW"]
["4_8","800","3","STANDARD","0,75 kW"]
["6_12","900","6","IE3","1,5 kW"]
["2","1000","9","STANDARD","2,2 kW"]
["4","1250","3","IE3","3 kW"]
["6","400","6","STANDARD","0,75 kW"]
["2","500","9","IE3","1,1 kW"]
["4","560","3","STANDARD","1,5 kW"]
["6","630","6","IE3","2,2 kW"]
["2","710","9","STANDARD","3 kW"]
["4","800","3","IE3","0,75 kW"]
["6","900","6","STANDARD","1,5 kW"]
["2","1000","9","IE3","2,2 kW"]
["4","1250","6","STANDARD","3 kW"]
["6","560","6","IE3","0,75 kW"]
["2","630","6","STANDARD","1,1 kW"]
["4","710","6","STANDARD","1,5 kW"]
["6","800","6","IE3","2,2 kW"]
["4","900","3","STANDARD","3 kW"]
["6","1000","6","IE3","1,5 kW"]
["4_6","1250","3","STANDARD","2,2 kW"]
["4_8","400","6","IE3","3 kW"]
["6_12","450","9","STANDARD","4 kW"]
["4","450","3","IE3","1,1 kW"]
["6","500","6","STANDARD","1,5 kW"]
["4_6","560","9","IE3","2,2 kW"]
["4_8","630","3","STANDARD","3 kW"]
["6_12","710","6","IE3","4 kW"]
["4","800","9","STANDARD","1,5 kW"]
["4_6","900","3","IE3","2,2 kW"]
["4_8","1000","6","STANDARD","3 kW"]
["4","1250","9","IE3","4 kW"]
["4_6","560","6","STANDARD","5,5 kW"]
["4_8","630","6","IE3","1,1 kW"]
["4","710","6","STANDARD","1,5 kW"]
["4_6","800","6","IE3","2,2 kW"]
["4_8","900","3","STANDARD","3 kW"]
["2","1000","6","IE3","4 kW"]
["4","1250","3","STANDARD","5,5 kW"]
["6","400","6","IE3","1,5 kW"]
["2_4","450","9","STANDARD","2,2 kW"]
["4_6","450","3","IE3","3 kW"]
["4_8","500","6","STANDARD","4 kW"]
["6_12","560","9","IE3","5,5 kW"]
["2","630","3","STANDARD","7,5 kW"]
["4","710","6","IE3","1,5 kW"]
["6","800","9","STANDARD","2,2 kW"]
["2","900","3","STANDARD","3 kW"]
["4","1000","6","STANDARD","4 kW"]
["6","1250","9","STANDARD","5,5 kW"]
["2","560","6","STANDARD","7,5 kW"]
["4","630","6","STANDARD","4 kW"]
["6","710","3","STANDARD","5,5 kW"]
["2","800","6","STANDARD","7,5 kW"]
["4","900","3","STANDARD","4 kW"]
["6","1000","6","STANDARD","5,5 kW"]
["2","1250","9","STANDARD","7,5 kW"]
["4","400","3","STANDARD","2,2 kW"]
["6","450","6","STANDARD","3 kW"]
["2","450","9","STANDARD","4 kW"]
["4","500","3","STANDARD","5,5 kW"]
["6","560","6","STANDARD","7,5 kW"]
["2_4","630","9","STANDARD","2,2 kW"]
["4_6","710","3","STANDARD","3 kW"]
["4_8","800","6","STANDARD","4 kW"]
["6_12","900","9","STANDARD","5,5 kW"]
["2","1000","6","STANDARD","7,5 kW"]
["4","1250","6","STANDARD","11 kW"]
["6","560","6","STANDARD","15 kW"]
["2_4","630","6","STANDARD","4 kW"]
["4_6","710","6","STANDARD","5,5 kW"]
["4_8","800","6","STANDARD","7,5 kW"]
["6_12","900","3","STANDARD","11 kW"]
["2","1000","6","STANDARD","15 kW"]
["4","1250","3","STANDARD","4 kW"]
["6","400","6","STANDARD","5,5 kW"]
["2_4","450","9","STANDARD","7,5 kW"]
["4_6","450","3","STANDARD","11 kW"]
["4_8","500","6","STANDARD","15 kW"]
["6_12","560","9","STANDARD","5,5 kW"]
[null,"630","3","STANDARD","7,5 kW"]
[null,"710","6","STANDARD","11 kW"]
[null,"800","9","STANDARD","15 kW"]
[null,"900","3","STANDARD","5,5 kW"]
[null,"1000","6","STANDARD","7,5 kW"]
[null,"1250","9","STANDARD","11 kW"]
[null,"560","6","STANDARD","3 kW"]
[null,"630","6","STANDARD","4 kW"]
[null,"710","3","STANDARD","5,5 kW"]
[null,"800","6","STANDARD","7,5 kW"]
[null,"900","3","STANDARD","11 kW"]
[null,"1000","6","STANDARD","3 kW"]
[null,"1250","9","STANDARD","4 kW"]
[null,"400","3","STANDARD","5,5 kW"]
[null,"450","6","STANDARD","7,5 kW"]
[null,"450","9","STANDARD","11 kW"]
[null,"500","3","STANDARD","15 kW"]
[null,"560","6","STANDARD","18,5 kW"]
[null,"630","9","STANDARD","22 kW"]
[null,"710","3","STANDARD","4 kW"]
[null,"800","6","STANDARD","5,5 kW"]
[null,"900","9","STANDARD","7,5 kW"]
[null,"1000","6","STANDARD","11 kW"]
[null,"1250","6","STANDARD","15 kW"]
[null,"560","6","STANDARD","18,5 kW"]
[null,"630","6","STANDARD","22 kW"]
[null,"710","6","STANDARD","4 kW"]
[null,"800","6","STANDARD","5,5 kW"]
[null,"900","3","STANDARD","7,5 kW"]
[null,"1000","6","STANDARD","11 kW"]
[null,"1250","3","STANDARD","15 kW"]
[null,"400","6","STANDARD","18,5 kW"]
[null,"450","9","STANDARD","22 kW"]
[null,"500","3","STANDARD","5,5 kW"]
[null,"560","6","STANDARD","7,5 kW"]
[null,"630","9","STANDARD","11 kW"]
[null,"710","3","STANDARD","15 kW"]
[null,"800","6","STANDARD","18,5 kW"]
[null,"900","9","STANDARD","22 kW"]
[null,"1000","3","STANDARD","5,5 kW"]
[null,"1250","6","STANDARD","7,5 kW"]
[null,"560","9","STANDARD","11 kW"]
[null,"630","6","STANDARD","15 kW"]
[null,"710","6","STANDARD","18,5 kW"]
[null,"800","3","STANDARD","22 kW"]
[null,"900","6","STANDARD","30 kW"]
[null,"1000","3","STANDARD","7,5 kW"]
[null,"1250","6","STANDARD","11 kW"]
[null,"400","9","STANDARD","15 kW"]
[null,"450","3","STANDARD","18,5 kW"]
[null,"500","6","STANDARD","22 kW"]
[null,"560","9","STANDARD","30 kW"]
[null,"630","3","STANDARD","7,5 kW"]
[null,"710","6","STANDARD","15 kW"]
[null,"800","9","STANDARD","18,5 kW"]
[null,"900","3","STANDARD","22 kW"]
[null,"1000","6","STANDARD","30 kW"]
[null,"1250","9","STANDARD","37 kW"]
[null,"400","6","STANDARD","45 kW"]
[null,"450","6","STANDARD","15 kW"]
[null,"500","6","STANDARD","18,5 kW"]
[null,"560","6","STANDARD","22 kW"]
[null,"630","6","STANDARD","30 kW"]
[null,"710","6","STANDARD","37 kW"]
[null,"800","3","STANDARD","45 kW"]
[null,"900","6","STANDARD","15 kW"]
[null,"1000","3","STANDARD","18,5 kW"]
[null,"1250","6","STANDARD","22 kW"]
[null,"560","9","STANDARD","30 kW"]
[null,"630","3","STANDARD","37 kW"]
[null,"710","6","STANDARD","45 kW"]
[null,"800","9","STANDARD","15 kW"]
[null,"900","3","STANDARD","18,5 kW"]
[null,"1000","6","STANDARD","22 kW"]
[null,"1250","9","STANDARD","30 kW"]
[null,"400","3","STANDARD","37 kW"]
[null,"450","6","STANDARD","45 kW"]
[null,"500","9","STANDARD","0,37 kW"]
[null,"560","6","STANDARD","0,55 kW"]
[null,"630","6","STANDARD","0,75 kW"]
[null,"710","3","STANDARD","1,1 kW"]
[null,"800","6","STANDARD","0,37 kW"]
[null,"900","3","STANDARD","0,55 kW"]
[null,"1000","6","STANDARD","0,75 kW"]
[null,"1250","9","STANDARD","1,1 kW"]
[null,"560","3","STANDARD","0,75 kW"]
[null,"630","6","STANDARD","0,55 kW"]
[null,"710","9","STANDARD","0,75 kW"]
[null,"800","3","STANDARD","0,75 kW"]
[null,"900","6","STANDARD","1,1 kW"]
[null,"1000","9","STANDARD","0,55 kW"]
[null,"1250","3","STANDARD","0,75 kW"]
[null,"400","6","STANDARD","1,1 kW"]
[null,"450","9","STANDARD","0,75 kW"]
[null,"500","6","STANDARD","1,1 kW"]
[null,"560","6","STANDARD","0,55 kW"]
[null,"630","6","STANDARD","0,75 kW"]
[null,"710","6","STANDARD","1,1 kW"]
[null,"800","6","STANDARD","0,75 kW"]
[null,"900","6","STANDARD","1,1 kW"]
[null,"1000","3","STANDARD","1,5 kW"]
[null,"1250","6","STANDARD","2,2 kW"]
[null,"400","3","STANDARD","0,55 kW"]
[null,"450","6","STANDARD","0,75 kW"]
[null,"500","9","STANDARD","1,1 kW"]
[null,"560","3","STANDARD","1,5 kW"]
[null,"630","6","STANDARD","2,2 kW"]
[null,"710","9","STANDARD","1,1 kW"]
[null,"800","3","STANDARD","1,5 kW"]
[null,"900","6","STANDARD","2,2 kW"]
[null,"1000","9","STANDARD","3 kW"]
[null,"1250","3","STANDARD","1,1 kW"]
[null,"560","6","STANDARD","1,5 kW"]
[null,"630","9","STANDARD","2,2 kW"]
[null,"710","6","STANDARD","3 kW"]
[null,"800","6","STANDARD","1,5 kW"]
[null,"900","3","STANDARD","2,2 kW"]
[null,"1000","6","STANDARD","1,5 kW"]
[null,"1250","3","STANDARD","2,2 kW"]
[null,"800","6","STANDARD","1,5 kW"]
[null,"900","9","STANDARD","2,2 kW"]
[null,"1000","3","STANDARD","3 kW"]
[null,"1250","6","STANDARD","1,5 kW"]
[null,"800","9","STANDARD","2,2 kW"]
[null,"900","3","STANDARD","3 kW"]
[null,"1000","6","STANDARD","1,5 kW"]
[null,"1250","9","STANDARD","2,2 kW"]
[null,"800","3","STANDARD","3 kW"]
[null,"900","6","STANDARD","1,5 kW"]
[null,"1000","9","STANDARD","2,2 kW"]
[null,"1250","6","STANDARD","3 kW"]
[null,"800","6","STANDARD","1,5 kW"]
[null,"900","6","STANDARD","2,2 kW"]
[null,"1000","6","STANDARD","3 kW"]
[null,"1250","6","STANDARD","4 kW"]
[null,"800","6","STANDARD","1,5 kW"]
[null,"900","3","STANDARD","2,2 kW"]
[null,"1000","6","STANDARD","3 kW"]
[null,"1250","3","STANDARD","4 kW"]
[null,"800","6","STANDARD","1,5 kW"]
[null,"900","9","STANDARD","2,2 kW"]
[null,"1000","3","STANDARD","3 kW"]
[null,"1250","6","STANDARD","4 kW"]
[null,"800","9","STANDARD","7,5 kW"]
[null,"900","3","STANDARD","1,5 kW"]
[null,"1000","6","STANDARD","2,2 kW"]
[null,"1250","9","STANDARD","3 kW"]
[null,"800","3","STANDARD","4 kW"]
[null,"900","6","STANDARD","5,5 kW"]
[null,"1000","9","STANDARD","7,5 kW"]
[null,"1250","6","STANDARD","2,2 kW"]
[null,"800","6","STANDARD","3 kW"]
[null,"900","3","STANDARD","4 kW"]
[null,"1000","6","STANDARD","7,5 kW"]
[null,"1250","3","STANDARD","2,2 kW"]
[null,"400","6","STANDARD","3 kW"]
[null,"450","9","STANDARD","4 kW"]
[null,"500","3","STANDARD","5,5 kW"]
[null,"560","6","STANDARD","7,5 kW"]
[null,"630","9","STANDARD","11 kW"]
[null,"400","3","STANDARD","2,2 kW"]
[null,"450","6","STANDARD","3 kW"]
[null,"500","9","STANDARD","4 kW"]
[null,"560","3","STANDARD","7,5 kW"]
[null,"630","6","STANDARD","11 kW"]
[null,"710","9","STANDARD","2,2 kW"]
[null,"800","6","STANDARD","3 kW"]
[null,"900","6","STANDARD","4 kW"]
[null,"1000","6","STANDARD","5,5 kW"]
[null,"1120","6","STANDARD","7,5 kW"]
[null,"1250","6","STANDARD","11 kW"]
[null,"1409","3","STANDARD","15 kW"]
[null,"1609","6","STANDARD","4 kW"]
[null,"560","3","STANDARD","7,5 kW"]
[null,"630","6","STANDARD","11 kW"]
[null,"710","9","STANDARD","15 kW"]
[null,"800","3","STANDARD","4 kW"]
[null,"900","6","STANDARD","5,5 kW"]
[null,"1000","9","STANDARD","7,5 kW"]
[null,"1120","3","STANDARD","11 kW"]
[null,"1250","6","STANDARD","15 kW"]
[null,"1409","9","STANDARD","18,5 kW"]
[null,"1609","3","STANDARD","22 kW"]
[null,"400","6","STANDARD","7,5 kW"]
[null,"450","9","STANDARD","11 kW"]
[null,"500","6","STANDARD","15 kW"]
[null,"560","6","STANDARD","18,5 kW"]
[null,"630","3","STANDARD","22 kW"]
[null,"500","6","STANDARD","5,5 kW"]
[null,"560","3","STANDARD","7,5 kW"]
[null,"630","6","STANDARD","1,1/0,25 kW"]
[null,"710","9","STANDARD","1,5/0,35 kW"]
[null,"800","3","STANDARD","2,2/0,6 kW"]
[null,"900","6","STANDARD","1,5/0,35 kW"]
[null,"1000","9","STANDARD","2,2/0,6 kW"]
[null,"1120","3","STANDARD","3/0,8 kW"]
[null,"1250","6","STANDARD","0,5/0,19 kW"]
[null,"1409","9","STANDARD","0,66/0,25 kW"]
[null,"1609","3","STANDARD","0,78/0,3 kW"]
[null,"400","6","STANDARD","1/0,3 kW"]
[null,"500","9","STANDARD","0,5/0,19 kW"]
[null,"560","6","STANDARD","0,66/0,25 kW"]
[null,"630","6","IE3","0,78/0,3 kW"]
[null,"710","6","STANDARD","1,5/0,45 kW"]
[null,"800","6","IE3","1/0,3 kW"]
[null,"900","6","STANDARD","2,5/0,8 kW"]
[null,"1000","3","IE3","0,66/0,25 kW"]
[null,"1120","6","STANDARD","0,78/0,3 kW"]
[null,"1250","3","IE3","1,5/0,45 kW"]
[null,"1409","6","STANDARD","1/0,3 kW"]
[null,"1609","9","IE3","2,5/0,8 kW"]
[null,"560","3","STANDARD","0,66/0,25 kW"]
[null,"630","6","IE3","0,78/0,3 kW"]
[null,"710","9","STANDARD","1,5/0,45 kW"]
[null,"800","3","IE3","1/0,3 kW"]
[null,"900","6","STANDARD","2,5/0,8 kW"]
[null,"1000","9","IE3","1,5/0,45 kW"]
[null,"1250","3","STANDARD","1/0,3 kW"]
[null,"1409","6","IE3","2,5/0,8 kW"]
[null,"1609","9","STANDARD","3/1 kW"]
[null,"400","6","IE3","1,5/0,45 kW"]
[null,"450","6","STANDARD","1/0,3 kW"]
[null,"500","6","IE3","2,5/0,8 kW"]
[null,"560","6","STANDARD","3/1 kW"]
[null,"630","6","IE3","4,5/1,5 kW"]
[null,"450","3","STANDARD","1,5/0,45 kW"]
[null,"500","6","IE3","2,5/0,8 kW"]
[null,"560","3","STANDARD","3/1 kW"]
[null,"630","6","IE3","4,5/1,5 kW"]
[null,"710","9","STANDARD","6/2 kW"]
[null,"800","3","IE3","4,5/1,5 kW"]
[null,"900","6","STANDARD","6/2 kW"]
[null,"1000","9","IE3","10,5/3,5 kW"]
[null,"1120","3","STANDARD","2,5/0,8 kW"]
[null,"1250","6","IE3","3/1 kW"]
[null,"560","9","STANDARD","4,5/1,5 kW"]
[null,"630","3","STANDARD","6/2 kW"]
[null,"710","6","IE3","10,5/3,5 kW"]
[null,"800","9","STANDARD","14/4,5 kW"]
[null,"900","6","IE3","3/1 kW"]
[null,"1000","6","STANDARD","4,5/1,5 kW"]
[null,"1120","3","IE3","6/2 kW"]
[null,"1250","6","STANDARD","10,5/3,5 kW"]
[null,"400","3","IE3","14/4,5 kW"]
[null,"450","6","STANDARD","4,5/1,5 kW"]
[null,"500","9","IE3","6/2 kW"]
[null,"560","3","STANDARD","10,5/3,5 kW"]
[null,"630","6","IE3","14/4,5 kW"]
[null,"450","9","STANDARD","2,5/0,8 kW"]
[null,"500","3","IE3","3/1 kW"]
[null,"560","6","STANDARD","4,5/1,5 kW"]
[null,"630","9","IE3","6/2 kW"]
[null,"710","3","STANDARD","10,5/3,5 kW"]
[null,"800","6","IE3","14/4,5 kW"]
[null,"900","9","STANDARD","16/5 kW"]
[null,"1000","6","IE3","20/6,5 kW"]
[null,"1120","6","STANDARD","20/8,5 kW"]
[null,"1250","6","IE3","4,5/1,5 kW"]
[null,"560","6","STANDARD","6/2 kW"]
[null,"630","6","IE3","10,5/3,5 kW"]
[null,"710","5","STANDARD","14/4,5 kW"]
[null,"800","7","IE3","16/5 kW"]
[null,"900","3","STANDARD","20/6,5 kW"]
[null,"1000","6","IE3","20/8,5 kW"]
[null,"1120","9","STANDARD","6/2 kW"]
[null,"1250","3","IE3","10,5/3,5 kW"]
[null,"400","6","STANDARD","14/4,5 kW"]
[null,"450","9","STANDARD","16/5 kW"]
[null,"500","3","STANDARD","20/6,5 kW"]
[null,"560","6","STANDARD","20/8,5 kW"]
[null,"630","9","STANDARD","23/7,2 kW"]
[null,"450","3","STANDARD","30/9 kW"]
[null,"500","6","STANDARD","6/2 kW"]
[null,"560","9","STANDARD","10,5/3,5 kW"]
[null,"630","6","STANDARD","14/4,5 kW"]
[null,"710","6","STANDARD","16/5 kW"]
[null,"800","5","STANDARD","20/6,5 kW"]
[null,"900","7","STANDARD","20/8,5 kW"]
[null,"1000","3","STANDARD","23/7,2 kW"]
[null,"1120","6","STANDARD","30/9 kW"]
[null,"1250","9","STANDARD","34/11 kW"]
[null,"560","3","STANDARD","42/14 kW"]
[null,"630","6","STANDARD","14/4,5 kW"]
[null,"710","9","STANDARD","16/5 kW"]
[null,"800","3","STANDARD","20/6,5 kW"]
[null,"900","6","STANDARD","20/8,5 kW"]
[null,"1000","9","STANDARD","23/7,2 kW"]
[null,"1120","3","STANDARD","30/9 kW"]
[null,"1250","6","STANDARD","34/11 kW"]
[null,"400","9","STANDARD","42/14 kW"]
[null,"450","6","STANDARD","0,37/0,09 kW"]
[null,"500","6","STANDARD","0,55/0,13 kW"]
[null,"560","6","STANDARD","0,75/0,12 kW"]
[null,"630","6","STANDARD","1,1/0,26 kW"]
[null,"450","6","STANDARD","0,55/0,13 kW"]
[null,"500","5","STANDARD","0,75/0,12 kW"]
[null,"560","7","STANDARD","1,1/0,26 kW"]
[null,"630","3","STANDARD","1,7/0,35 kW"]
[null,"710","6","STANDARD","0,55/0,13 kW"]
[null,"800","9","STANDARD","0,75/0,12 kW"]
[null,"900","3","STANDARD","1,1/0,26 kW"]
[null,"1000","6","STANDARD","1,7/0,35 kW"]
[null,"1120","9","STANDARD","2,3/0,5 kW"]
[null,"1250","3","STANDARD","3/0,65 kW"]
[null,"560","6","STANDARD","0,55/0,13 kW"]
[null,"630","9","STANDARD","0,75/0,12 kW"]
[null,"710","3","STANDARD","1,1/0,26 kW"]
[null,"800","6","STANDARD","1,7/0,35 kW"]
[null,"900","9","STANDARD","2,3/0,5 kW"]
[null,"1000","6","STANDARD","3/0,65 kW"]
[null,"1120","6","STANDARD","1,1/0,26 kW"]
[null,"1250","6","STANDARD","1,7/0,35 kW"]
[null,"400","6","STANDARD","2,3/0,5 kW"]
[null,"450","6","STANDARD","3/0,65 kW"]
[null,"500","5","STANDARD","4/0,75 kW"]
[null,"560","7","STANDARD","1,1/0,26 kW"]
[null,"630","3","STANDARD","1,7/0,35 kW"]
[null,"450","6","STANDARD","2,3/0,5 kW"]
[null,"500","9","STANDARD","3/0,65 kW"]
[null,"560","3","STANDARD","4/0,75 kW"]
[null,"630","6","STANDARD","1,7/0,35 kW"]
[null,"710","9","STANDARD","2,3/0,5 kW"]
[null,"800","3","STANDARD","3/0,65 kW"]
[null,"900","6","IE3","4/0,75 kW"]
[null,"1000","9","STANDARD","5/1 kW"]
[null,"1120","3","IE3","5/1,3 kW"]
[null,"1250","6","STANDARD","6,8/1,4 kW"]
[null,"560","9","IE3","3/0,65 kW"]
[null,"630","6","STANDARD","4/0,75 kW"]
[null,"710","6","IE3","5/1 kW"]
[null,"800","5","STANDARD","5/1,3 kW"]
[null,"900","7","IE3","6,8/1,4 kW"]
[null,"1000","3","STANDARD","8,4/2,05 kW"]
[null,"1120","6","IE3","2,3/0,5 kW"]
[null,"1250","9","STANDARD","3/0,65 kW"]
[null,"400","3","IE3","4/0,75 kW"]
[null,"450","6","STANDARD","5/1 kW"]
[null,"500","9","IE3","5/1,3 kW"]
[null,"560","3","STANDARD","6,8/1,4 kW"]
[null,"630","6","IE3","8,4/2,05 kW"]
[null,"400","9","STANDARD","10,5/2,2 kW"]
[null,"450","3","IE3","15,5/2,7 kW"]
[null,"500","6","STANDARD","3/0,65 kW"]
[null,"560","9","IE3","4/0,75 kW"]
[null,"630","3","STANDARD","5/1 kW"]
[null,"710","6","IE3","5/1,3 kW"]
[null,"800","9","STANDARD","6,8/1,4 kW"]
[null,"900","3","IE3","8,4/2,05 kW"]
[null,"1000","6","STANDARD","10,5/2,2 kW"]
[null,"1120","9","IE3","15,5/2,7 kW"]
[null,"1250","3","STANDARD","4/0,75 kW"]
[null,"1409","6","IE3","5/1 kW"]
[null,"1609","9","STANDARD","5/1,3 kW"]
[null,"560","3","IE3","6,8/1,4 kW"]
[null,"630","6","STANDARD","8,4/2,05 kW"]
[null,"710","9","IE3","10,5/2,2 kW"]
[null,"800","3","STANDARD","15,5/2,7 kW"]
[null,"900","6","STANDARD","2,3/0,5 kW"]
[null,"1000","9","IE3","3/0,65 kW"]
[null,"1120","3","STANDARD","4/0,75 kW"]
[null,"1250","6","IE3","5/1 kW"]
[null,"1409","9","STANDARD","5/1,3 kW"]
[null,"1609","3","IE3","6,8/1,4 kW"]
[null,"400","6","STANDARD","8,4/2,05 kW"]
[null,"450","9","IE3","10,5/2,2 kW"]
[null,"500","3","STANDARD","15,5/2,7 kW"]
[null,"560","6","IE3","17/3,4 kW"]
[null,"630","9","STANDARD","17/4,3 kW"]
[null,"500","3","IE3","22/4,4 kW"]
[null,"560","6","STANDARD","4/0,75 kW"]
[null,"630","9","IE3","5/1 kW"]
[null,"710","3","STANDARD","5/1,3 kW"]
[null,"800","6","IE3","6,8/1,4 kW"]
[null,"900","9","STANDARD","8,4/2,05 kW"]
[null,"1000","3","IE3","10,5/2,2 kW"]
[null,"1120","6","STANDARD","15,5/2,7 kW"]
[null,"1250","9","IE3","17/3,4 kW"]
[null,"1409","3","STANDARD","17/4,3 kW"]
[null,"1609","6","IE3","22/4,4 kW"]
[null,"400","9","STANDARD","6,8/1,4 kW"]
[null,"450","3","IE3","8,4/2,05 kW"]
[null,"500","6","STANDARD","10,5/2,2 kW"]
[null,"560","9","IE3","15,5/2,7 kW"]
[null,"630","3","STANDARD","17/3,4 kW"]
[null,"710","6","IE3","17/4,3 kW"]
[null,"800","9","STANDARD","22/4,4 kW"]
[null,"900","3","IE3","33/8 kW"]
[null,"1000","6","STANDARD","5/1 kW"]
[null,"1120","9","STANDARD","5/1,3 kW"]
[null,"1250","3","STANDARD","6,8/1,4 kW"]
[null,"1409","6","STANDARD","8,4/2,05 kW"]
[null,"1609","9","STANDARD","10,5/2,2 kW"]
[null,"560","3","STANDARD","15,5/2,7 kW"]
[null,"630","6","STANDARD","17/3,4 kW"]
[null,"710","9","STANDARD","17/4,3 kW"]
[null,"800","3","STANDARD","22/4,4 kW"]
[null,"900","6","STANDARD","33/8 kW"]
[null,"1000","9","STANDARD","42/10 kW"]
[null,"1250","3","STANDARD","50/11 kW"]
[null,"1409","6","STANDARD","15,5/2,7 kW"]
[null,"1609","9","STANDARD","17/3,4 kW"]
[null,"400","3","STANDARD","17/4,3 kW"]
[null,"450","6","STANDARD","22/4,4 kW"]
[null,"500","9","STANDARD","33/8 kW"]
[null,"560","3","STANDARD","42/10 kW"]
[null,"630","6","STANDARD","50/11 kW"]
[null,"400","9","STANDARD","0,4/0,08 kW"]
[null,"450","3","STANDARD","0,4/0,08 kW"]
[null,"500","6","STANDARD","0,75/0,12 kW"]
[null,"560","9","STANDARD","0,4/0,08 kW"]
[null,"630","3","STANDARD","0,75/0,12 kW"]
[null,"710","6","STANDARD","0,4/0,08 kW"]
[null,"800","9","STANDARD","0,75/0,12 kW"]
[null,"900","3","STANDARD","1,1/0,18 kW"]
[null,"1000","6","STANDARD","0,4/0,08 kW"]
[null,"1120","9","STANDARD","0,75/0,12 kW"]
[null,"1250","3","STANDARD","1,1/0,18 kW"]
[null,"1409","6","STANDARD","0,75/0,12 kW"]
[null,"1609","9","STANDARD","1,1/0,18 kW"]
[null,"560","3","STANDARD","1,5/0,25 kW"]
[null,"630","6","STANDARD","2,2/0,37 kW"]
[null,"710","9","STANDARD","0,75/0,12 kW"]
[null,"800","3","STANDARD","1,1/0,18 kW"]
[null,"900","6","STANDARD","1,5/0,25 kW"]
[null,"1000","9","STANDARD","2,2/0,37 kW"]
[null,"1120","3","STANDARD","3/0,55 kW"]
[null,"1250","6","STANDARD","4/0,65 kW"]
[null,"1409","9","STANDARD","1,5/0,25 kW"]
[null,"1609","3","STANDARD","1,5/0,25 kW"]
[null,"400","6","STANDARD","2,2/0,37 kW"]
[null,"450","9","STANDARD","3/0,55 kW"]
[null,"500","3","STANDARD","1,5/0,25 kW"]
[null,"560","6","STANDARD","2,2/0,37 kW"]
[null,"630","9","STANDARD","3/0,55 kW"]
[null,"400","3","STANDARD","1,5/0,25 kW"]
[null,"450","6","STANDARD","2,2/0,37 kW"]
[null,"500","9","STANDARD","3/0,55 kW"]
[null,"560","3","STANDARD","4/0,65 kW"]
[null,"630","6","STANDARD","1,5/0,25 kW"]
[null,"710","9","STANDARD","2,2/0,37 kW"]
[null,"800","3","STANDARD","3/0,55 kW"]
[null,"900","6","STANDARD","4/0,65 kW"]
[null,"1000","9","IE3","5,5/1 kW"]
[null,"1120","3","STANDARD","7,5/1,3 kW"]
[null,"1250","6","IE3","1,5/0,25 kW"]
[null,"1409","9","STANDARD","2,2/0,37 kW"]
[null,"1609","3","IE3","3/0,55 kW"]
[null,"400","6","STANDARD","4/0,65 kW"]
[null,"450","9","IE3","5,5/1 kW"]
[null,"500","3","STANDARD","7,5/1,3 kW"]
[null,"560","6","IE3","11/1,8 kW"]
[null,"630","9","STANDARD","2,2/0,37 kW"]
[null,"710","6","IE3","3/0,55 kW"]
[null,"800","6","STANDARD","4/0,65 kW"]
[null,"900","6","IE3","5,5/1 kW"]
[null,"1000","6","STANDARD","7,5/1,3 kW"]
[null,"1120","6","IE3","11/1,8 kW"]
[null,"1250","6","STANDARD","15/2,5 kW"]
[null,"1409","6","IE3","4/0,65 kW"]
[null,"1609","6","STANDARD","5,5/1 kW"]
[null,"560","6","IE3","7,5/1,3 kW"]
[null,"630","6","STANDARD","11/1,8 kW"]
[null,"710","3","IE3","15/2,5 kW"]
[null,"800","6","STANDARD","18,5/3 kW"]
[null,"900","3","IE3","25/4,5 kW"]
[null,"1000","6","STANDARD","4/0,65 kW"]
[null,"1250","9","STANDARD","5,5/1 kW"]
[null,"1409","3","STANDARD","7,5/1,3 kW"]
[null,"1609","6","STANDARD","1,1 kW"]
[null,"400","9","STANDARD","1,5 kW"]
[null,"450","3","STANDARD","2,2 kW"]
[null,"500","6","STANDARD","1,5 kW"]
[null,"560","9","STANDARD","2,2 kW"]
[null,"630","3","STANDARD","3 kW"]
[null,"400","6","STANDARD","0,37 kW"]
[null,"450","9","STANDARD","0,55 kW"]
[null,"500","3","STANDARD","0,55 kW"]
[null,"560","6","STANDARD","0,75 kW"]
[null,"630","9","STANDARD","1,1 kW"]
[null,"710","12","STANDARD","0,55 kW"]
[null,"800","3","STANDARD","0,75 kW"]
[null,"900","6","STANDARD","1,1 kW"]
[null,"1000","9","STANDARD","1,5 kW"]
[null,"1120","12","STANDARD","0,75 kW"]
[null,"1250","3","STANDARD","1,1 kW"]
[null,"1409","6","STANDARD","1,5 kW"]
[null,"1609","9","STANDARD","2,2 kW"]
[null,"560","12","STANDARD","3 kW"]
[null,"630","6","STANDARD","0,75 kW"]
[null,"710","6","STANDARD","1,1 kW"]
[null,"800","3","IE3","1,5 kW"]
[null,"900","6","STANDARD","2,2 kW"]
[null,"1000","3","IE3","3 kW"]
[null,"1120","6","STANDARD","1,1 kW"]
[null,"1250","9","IE3","1,5 kW"]
[null,"1409","3","STANDARD","2,2 kW"]
[null,"1609","6","IE3","3 kW"]
[null,"450","9","STANDARD","4 kW"]
[null,"500","3","IE3","1,1 kW"]
[null,"560","6","STANDARD","1,5 kW"]
[null,"630","9","IE3","2,2 kW"]
[null,"400","3","STANDARD","3 kW"]
[null,"450","6","IE3","4 kW"]
[null,"500","3","STANDARD","5,5 kW"]
[null,"560","6","IE3","1,5 kW"]
[null,"630","9","STANDARD","2,2 kW"]
[null,"710","3","IE3","3 kW"]
[null,"800","6","STANDARD","4 kW"]
[null,"900","9","IE3","5,5 kW"]
[null,"1000","12","STANDARD","7,5 kW"]
[null,"1120","3","IE3","2,2 kW"]
[null,"1250","6","STANDARD","3 kW"]
[null,"1409","9","IE3","4 kW"]
[null,"1609","12","STANDARD","5,5 kW"]
[null,"400","6","STANDARD","7,5 kW"]
[null,"450","6","STANDARD","2,2 kW"]
[null,"500","6","STANDARD","3 kW"]
[null,"560","6","STANDARD","4 kW"]
[null,"630","6","STANDARD","5,5 kW"]
[null,"710","6","STANDARD","7,5 kW"]
[null,"800","6","STANDARD","11 kW"]
[null,"900","6","STANDARD","3 kW"]
[null,"1000","3","STANDARD","4 kW"]
[null,"1120","6","STANDARD","5,5 kW"]
[null,"1250","3","STANDARD","7,5 kW"]
[null,"1409","6","STANDARD","11 kW"]
[null,"1609","9","STANDARD","15 kW"]
[null,"560","3","STANDARD","5,5 kW"]
[null,"630","6","STANDARD","7,5 kW"]
[null,"710","9","STANDARD","11 kW"]
[null,"800","3","STANDARD","3 kW"]
[null,"900","6","STANDARD","4 kW"]
[null,"1000","9","STANDARD","5,5 kW"]
[null,"1250","3","STANDARD","7,5 kW"]
[null,"1409","6","STANDARD","11 kW"]
[null,"1609","9","STANDARD","15 kW"]
[null,null,"3","STANDARD","18,5 kW"]
[null,null,"6","STANDARD","4 kW"]
[null,null,"9","IE3","5,5 kW"]
[null,null,"12","STANDARD","7,5 kW"]
[null,null,"3","IE3","11 kW"]
[null,null,"6","STANDARD","15 kW"]
[null,null,"9","IE3","18,5 kW"]
[null,null,"12","STANDARD","22 kW"]
[null,null,"3","IE3","7,5 kW"]
[null,null,"6","STANDARD","11 kW"]
[null,null,"9","IE3","15 kW"]
[null,null,"12","STANDARD","18,5 kW"]
[null,null,"6","IE3","22 kW"]
[null,null,"6","STANDARD","30 kW"]
[null,null,"6","IE3","7,5 kW"]
[null,null,"6","STANDARD","15 kW"]
[null,null,"3","IE3","18,5 kW"]
[null,null,"6","STANDARD","22 kW"]
[null,null,"3","IE3","30 kW"]
[null,null,"6","STANDARD","37 kW"]
[null,null,"9","IE3","45 kW"]
[null,null,"3","STANDARD","18,5 kW"]
[null,null,"6","IE3","22 kW"]
[null,null,"9","STANDARD","30 kW"]
[null,null,"3","IE3","37 kW"]
[null,null,"6","STANDARD","45 kW"]
[null,null,"9","STANDARD","0,55 kW"]
[null,null,"3","STANDARD","0,55 kW"]
[null,null,"6","STANDARD","0,75 kW"]
[null,null,"9","STANDARD","0,55 kW"]
[null,null,"3","STANDARD","0,75 kW"]
[null,null,"6","STANDARD","0,55 kW"]
[null,null,"9","STANDARD","0,75 kW"]
[null,null,"12","STANDARD","1,1 kW"]
[null,null,"3","STANDARD","0,75 kW"]
[null,null,"6","STANDARD","1,1 kW"]
[null,null,"9","STANDARD","1,5 kW"]
[null,null,"12","STANDARD","0,75 kW"]
[null,null,"3","STANDARD","1,1 kW"]
[null,null,"6","STANDARD","1,5 kW"]
[null,null,"9","STANDARD","2,2 kW"]
[null,null,"12","STANDARD","0,75 kW"]
[null,null,"6","STANDARD","1,1 kW"]
[null,null,"6","STANDARD","1,5 kW"]
[null,null,"3","STANDARD","2,2 kW"]
[null,null,"6","STANDARD","3 kW"]
[null,null,"3","STANDARD","1,5 kW"]
[null,null,"6","STANDARD","2,2 kW"]
[null,null,"9","STANDARD","1,5 kW"]
[null,null,"3","STANDARD","2,2 kW"]
[null,null,"6","IE3","3 kW"]
[null,null,"9","STANDARD","1,5 kW"]
[null,null,"3","IE3","2,2 kW"]
[null,null,"6","STANDARD","1,5 kW"]
[null,null,"9","IE3","2,2 kW"]
[null,null,"3","STANDARD","3 kW"]
[null,null,"6","IE3","4 kW"]
[null,null,"9","STANDARD","1,5 kW"]
[null,null,"3","IE3","2,2 kW"]
[null,null,"6","STANDARD","3 kW"]
[null,null,"9","STANDARD","4 kW"]
[null,null,"12","STANDARD","5,5 kW"]
[null,null,"3","IE3","2,2 kW"]
[null,null,"6","STANDARD","3 kW"]
[null,null,"9","IE3","4 kW"]
[null,null,"12","STANDARD","5,5 kW"]
[null,null,"6","IE3","7,5 kW"]
[null,null,"6","STANDARD","11 kW"]
[null,null,"6","IE3","2,2 kW"]
[null,null,"6","STANDARD","3 kW"]
[null,null,"6","IE3","4 kW"]
[null,null,"6","STANDARD","5,5 kW"]
[null,null,"6","IE3","7,5 kW"]
[null,null,"6","STANDARD","11 kW"]
[null,null,"6","IE3","15 kW"]
[null,null,"3","STANDARD","4 kW"]
[null,null,"6","IE3","5,5 kW"]
[null,null,"3","STANDARD","7,5 kW"]
[null,null,"6","IE3","11 kW"]
[null,null,"9","STANDARD","15 kW"]
[null,null,"3","IE3","18,5 kW"]
[null,null,"6","STANDARD","22 kW"]
[null,null,"9","IE3","5,5 kW"]
[null,null,"3","STANDARD","7,5 kW"]
[null,null,"6","IE3","1,1 kW"]
[null,null,"9","STANDARD","1,5 kW"]
[null,null,"3","IE3","2,2 kW"]
[null,null,"6","STANDARD","1,5 kW"]
[null,null,"9","IE3","2,2 kW"]
[null,null,"3","STANDARD","3 kW"]
[null,null,"6","IE3","0,37 kW"]
[null,null,"9","STANDARD","0,55 kW"]
[null,null,"12","IE3","0,55 kW"]
[null,null,"6","STANDARD","0,75 kW"]
[null,null,"6","IE3","1,1 kW"]
[null,null,"3","STANDARD","0,55 kW"]
[null,null,"6","IE3","0,75 kW"]
[null,null,"3","STANDARD","1,1 kW"]
[null,null,"6","IE3","1,5 kW"]
[null,null,"9","STANDARD","0,75 kW"]
[null,null,"3","IE3","1,1 kW"]
[null,null,"6","STANDARD","1,5 kW"]
[null,null,"9","IE3","2,2 kW"]
[null,null,"3","STANDARD","3 kW"]
[null,null,"6","IE3","0,75 kW"]
[null,null,"9","STANDARD","1,1 kW"]
[null,null,"3","IE3","1,5 kW"]
[null,null,"3","STANDARD","2,2 kW"]
[null,null,"6","IE3","3 kW"]
[null,null,"9","STANDARD","1,1 kW"]
[null,null,"6","IE3","1,5 kW"]
[null,null,"6","STANDARD","2,2 kW"]
[null,null,"6","IE3","3 kW"]
[null,null,"6","STANDARD","4 kW"]
[null,null,"6","IE3","1,1 kW"]
[null,null,"6","STANDARD","1,5 kW"]
[null,null,"6","IE3","2,2 kW"]
[null,null,"6","STANDARD","3 kW"]
[null,null,"6","IE3","4 kW"]
[null,null,"3","STANDARD","5,5 kW"]
[null,null,"6","STANDARD","1,5 kW"]
[null,null,"3","IE3","2,2 kW"]
[null,null,"6","STANDARD","3 kW"]
[null,null,"9","IE3","4 kW"]
[null,null,"3","STANDARD","5,5 kW"]
[null,null,"6","IE3","7,5 kW"]
[null,null,"9","STANDARD","2,2 kW"]
[null,null,"3","IE3","3 kW"]
[null,null,"6","STANDARD","4 kW"]
[null,null,"9","IE3","5,5 kW"]
[null,null,"3","STANDARD","7,5 kW"]
[null,null,"6","IE3","2,2 kW"]
[null,null,"9","STANDARD","3 kW"]
[null,null,"3","IE3","4 kW"]
[null,null,"6","STANDARD","5,5 kW"]
[null,null,"9","IE3","7,5 kW"]
[null,null,"12","STANDARD","11 kW"]
[null,null,"6","IE3","3 kW"]
[null,null,"6","STANDARD","4 kW"]
[null,null,"3","IE3","5,5 kW"]
[null,null,"6","STANDARD","7,5 kW"]
[null,null,"3","IE3","11 kW"]
[null,null,"6","STANDARD","15 kW"]
[null,null,"9","IE3","5,5 kW"]
[null,null,"3","STANDARD","7,5 kW"]
[null,null,"6","IE3","11 kW"]
[null,null,"9","STANDARD","3 kW"]
[null,null,"3","IE3","4 kW"]
[null,null,"6","STANDARD","5,5 kW"]
[null,null,"9","IE3","7,5 kW"]
[null,null,"3","STANDARD","11 kW"]
[null,null,"3","IE3","15 kW"]
[null,null,"6","STANDARD","18,5 kW"]
[null,null,"9","IE3","4 kW"]
[null,null,"6","STANDARD","5,5 kW"]
[null,null,"6","IE3","7,5 kW"]
[null,null,"6","STANDARD","11 kW"]
[null,null,"6","IE3","15 kW"]
[null,null,"6","STANDARD","18,5 kW"]
[null,null,"6","IE3","22 kW"]
[null,null,"6","STANDARD","7,5 kW"]
[null,null,"6","IE3","11 kW"]
[null,null,"6","STANDARD","15 kW"]
[null,null,"3","IE3","18,5 kW"]
[null,null,"6","STANDARD","22 kW"]
[null,null,"3","IE3","30 kW"]
[null,null,"6","STANDARD","7,5 kW"]
[null,null,"9","IE3","15 kW"]
[null,null,"3","STANDARD","18,5 kW"]
[null,null,"6","IE3","22 kW"]
[null,null,"9","STANDARD","30 kW"]
[null,null,"3","STANDARD","37 kW"]
[null,null,"6","STANDARD","45 kW"]
[null,null,"9","STANDARD","15 kW"]
[null,null,"3","STANDARD","18,5 kW"]
[null,null,"6","STANDARD","22 kW"]
[null,null,"9","STANDARD","30 kW"]
[null,null,"3","STANDARD","37 kW"]
[null,null,"6","STANDARD","45 kW"]
[null,null,"9","STANDARD","0,55 kW"]
[null,null,"12","STANDARD","0,55 kW"]
[null,null,"6","STANDARD","0,75 kW"]
[null,null,"6","STANDARD","0,55 kW"]
[null,null,"3","STANDARD","0,75 kW"]
[null,null,"6","STANDARD","0,55 kW"]
[null,null,"3","STANDARD","0,75 kW"]
[null,null,"6","STANDARD","1,1 kW"]
[null,null,"9","STANDARD","0,75 kW"]
[null,null,"3","STANDARD","1,1 kW"]
[null,null,"6","STANDARD","1,5 kW"]
[null,null,"9","STANDARD","0,75 kW"]
[null,null,"3","STANDARD","1,1 kW"]
[null,null,"6","STANDARD","1,5 kW"]
[null,null,"9","STANDARD","2,2 kW"]
[null,null,"3","STANDARD","0,75 kW"]
[null,null,"3","STANDARD","1,1 kW"]
[null,null,"6","STANDARD","1,5 kW"]
[null,null,"9","STANDARD","2,2 kW"]
[null,null,"6","STANDARD","3 kW"]
[null,null,"6","STANDARD","1,5 kW"]
[null,null,"6","STANDARD","2,2 kW"]
[null,null,"6","STANDARD","1,5 kW"]
[null,null,"6","STANDARD","2,2 kW"]
[null,null,"6","STANDARD","3 kW"]
[null,null,"6","STANDARD","1,5 kW"]
[null,null,"6","STANDARD","2,2 kW"]
[null,null,"6","STANDARD","1,5 kW"]
[null,null,"3","STANDARD","2,2 kW"]
[null,null,"6","STANDARD","3 kW"]
[null,null,"3","STANDARD","4 kW"]
[null,null,"6","STANDARD","1,5 kW"]
[null,null,"9","STANDARD","2,2 kW"]
[null,null,"3","STANDARD","3 kW"]
[null,null,"6","STANDARD","4 kW"]
[null,null,"9","STANDARD","5,5 kW"]
[null,null,"3","STANDARD","2,2 kW"]
[null,null,"6","STANDARD","3 kW"]
[null,null,"9","STANDARD","4 kW"]
[null,null,"3","STANDARD","5,5 kW"]
[null,null,"6","STANDARD","7,5 kW"]
[null,null,"9","STANDARD","11 kW"]
[null,null,"3","STANDARD","2,2 kW"]
[null,null,"6","STANDARD","3 kW"]
[null,null,"9","STANDARD","4 kW"]
[null,null,"12","STANDARD","5,5 kW"]
[null,null,"6","STANDARD","7,5 kW"]
[null,null,"6","STANDARD","11 kW"]
[null,null,"3","STANDARD","15 kW"]
[null,null,"6","STANDARD","4 kW"]
[null,null,"3","STANDARD","5,5 kW"]
[null,null,"6","STANDARD","7,5 kW"]
[null,null,"9","STANDARD","11 kW"]
[null,null,"3","STANDARD","15 kW"]
[null,null,"6","STANDARD","18,5 kW"]
[null,null,"9","STANDARD","22 kW"]
[null,null,"3","STANDARD","5,5 kW"]
[null,null,"6","STANDARD","7,5 kW"]
[null,null,"9","STANDARD","1,1 kW"]
[null,null,"3","STANDARD","1,5 kW"]
[null,null,"3","STANDARD","2,2 kW"]
[null,null,"6","STANDARD","1,5 kW"]
[null,null,"9","STANDARD","2,2 kW"]
[null,null,"6","STANDARD","3 kW"]
[null,null,"6","STANDARD","0,37 kW"]
[null,null,"6","STANDARD","0,55 kW"]
[null,null,"6","STANDARD","0,55 kW"]
[null,null,"6","STANDARD","0,75 kW"]
[null,null,"6","STANDARD","1,1 kW"]
[null,null,"6","STANDARD","0,55 kW"]
[null,null,"6","STANDARD","0,75 kW"]
[null,null,"6","STANDARD","1,1 kW"]
[null,null,"3","STANDARD","1,5 kW"]
[null,null,"6","STANDARD","0,75 kW"]
[null,null,"3","STANDARD","1,1 kW"]
[null,null,"6","STANDARD","1,5 kW"]
[null,null,"9","STANDARD","2,2 kW"]
[null,null,"3","STANDARD","3 kW"]
[null,null,"6","STANDARD","0,75 kW"]
[null,null,"9","STANDARD","1,1 kW"]
[null,null,"3","STANDARD","1,5 kW"]
[null,null,"6","STANDARD","2,2 kW"]
[null,null,"9","STANDARD","3 kW"]
[null,null,"3","STANDARD","1,1 kW"]
[null,null,"6","STANDARD","1,5 kW"]
[null,null,"9","STANDARD","2,2 kW"]
[null,null,"3","STANDARD","3 kW"]
[null,null,"6","STANDARD","4 kW"]
[null,null,"9","STANDARD","1,1 kW"]
[null,null,"12","STANDARD","1,5 kW"]
[null,null,"6","STANDARD","2,2 kW"]
[null,null,"6","STANDARD","3 kW"]
[null,null,"3","STANDARD","4 kW"]
[null,null,"6","STANDARD","5,5 kW"]
[null,null,"3","STANDARD","1,5 kW"]
[null,null,"6","STANDARD","2,2 kW"]
[null,null,"9","STANDARD","3 kW"]
[null,null,"3","STANDARD","4 kW"]
[null,null,"6","STANDARD","5,5 kW"]
[null,null,"9","STANDARD","7,5 kW"]
[null,null,"3","STANDARD","2,2 kW"]
[null,null,"6","STANDARD","3 kW"]
[null,null,"9","STANDARD","4 kW"]
[null,null,"3","STANDARD","5,5 kW"]
[null,null,"3","STANDARD","7,5 kW"]
[null,null,"6","STANDARD","2,2 kW"]
[null,null,"9","STANDARD","3 kW"]
[null,null,"6","STANDARD","4 kW"]
[null,null,"6","STANDARD","5,5 kW"]
[null,null,"6","STANDARD","7,5 kW"]
[null,null,"6","STANDARD","11 kW"]
[null,null,"6","STANDARD","3 kW"]
[null,null,"6","STANDARD","4 kW"]
[null,null,"6","STANDARD","5,5 kW"]
[null,null,"6","STANDARD","7,5 kW"]
[null,null,"6","STANDARD","11 kW"]
[null,null,"6","STANDARD","15 kW"]
[null,null,"3","STANDARD","5,5 kW"]
[null,null,"6","STANDARD","7,5 kW"]
[null,null,"3","STANDARD","11 kW"]
[null,null,"6","STANDARD","3 kW"]
[null,null,"9","STANDARD","4 kW"]
[null,null,"3","STANDARD","5,5 kW"]
[null,null,"6","STANDARD","7,5 kW"]
[null,null,"9","STANDARD","11 kW"]
[null,null,"3","STANDARD","15 kW"]
[null,null,"6","STANDARD","18,5 kW"]
[null,null,"9","STANDARD","4 kW"]
[null,null,"3","STANDARD","5,5 kW"]
[null,null,"6","STANDARD","7,5 kW"]
[null,null,"9","STANDARD","11 kW"]
[null,null,"3","STANDARD","15 kW"]
[null,null,"6","STANDARD","18,5 kW"]
[null,null,"9","STANDARD","22 kW"]
[null,null,"12","STANDARD","7,5 kW"]
[null,null,"3","STANDARD","11 kW"]
[null,null,"6","STANDARD","15 kW"]
[null,null,"9","STANDARD","18,5 kW"]
[null,null,"12","STANDARD","22 kW"]
[null,null,"3","STANDARD","30 kW"]
[null,null,"6","STANDARD","7,5 kW"]
[null,null,"9","STANDARD","15 kW"]
[null,null,"12","STANDARD","18,5 kW"]
[null,null,"6","STANDARD","22 kW"]
[null,null,"6","STANDARD","30 kW"]
[null,null,"3","STANDARD","37 kW"]
[null,null,"6","STANDARD","45 kW"]
[null,null,"3","STANDARD","15 kW"]
[null,null,"6","STANDARD","18,5 kW"]
[null,null,"9","STANDARD","22 kW"]
[null,null,"3","STANDARD","30 kW"]
[null,null,"6","STANDARD","37 kW"]
[null,null,"9","STANDARD","45 kW"]
[null,null,"3","STANDARD","0,55 kW"]
[null,null,"6","STANDARD","0,55 kW"]
[null,null,"9","STANDARD","0,75 kW"]
[null,null,"3","STANDARD","0,55 kW"]
[null,null,"3","STANDARD","0,75 kW"]
[null,null,"6","STANDARD","0,55 kW"]
[null,null,"9","STANDARD","0,75 kW"]
[null,null,"3","STANDARD","1,1 kW"]
[null,null,"6","STANDARD","0,75 kW"]
[null,null,"9","STANDARD","1,1 kW"]
[null,null,"12","STANDARD","1,5 kW"]
[null,null,"3","STANDARD","0,75 kW"]
[null,null,"6","STANDARD","1,1 kW"]
[null,null,"9","STANDARD","1,5 kW"]
[null,null,"12","STANDARD","2,2 kW"]
[null,null,"6","STANDARD","0,75 kW"]
[null,null,"6","STANDARD","1,1 kW"]
[null,null,"6","STANDARD","1,5 kW"]
[null,null,"6","STANDARD","2,2 kW"]
[null,null,"6","STANDARD","3 kW"]
[null,null,"6","STANDARD","1,5 kW"]
[null,null,"6","STANDARD","2,2 kW"]
[null,null,"6","STANDARD","1,5 kW"]
[null,null,"3","STANDARD","2,2 kW"]
[null,null,"6","STANDARD","3 kW"]
[null,null,"3","STANDARD","1,5 kW"]
[null,null,"6","STANDARD","2,2 kW"]
[null,null,"9","STANDARD","1,5 kW"]
[null,null,"3","STANDARD","2,2 kW"]
[null,null,"6","STANDARD","3 kW"]
[null,null,"9","STANDARD","4 kW"]
[null,null,"3","STANDARD","1,5 kW"]
[null,null,"6","STANDARD","2,2 kW"]
[null,null,"9","STANDARD","3 kW"]
[null,null,"3","STANDARD","4 kW"]
[null,null,"6","STANDARD","5,5 kW"]
[null,null,"9","STANDARD","2,2 kW"]
[null,null,"3","STANDARD","3 kW"]
[null,null,"6","STANDARD","4 kW"]
[null,null,"9","STANDARD","5,5 kW"]
[null,null,"12","STANDARD","7,5 kW"]
[null,null,"3","STANDARD","11 kW"]
[null,null,"6","STANDARD","2,2 kW"]
[null,null,"9","STANDARD","3 kW"]
[null,null,"12","STANDARD","4 kW"]
[null,null,"3","STANDARD","5,5 kW"]
[null,null,"6","STANDARD","7,5 kW"]
[null,null,"9","STANDARD","11 kW"]
[null,null,"12","STANDARD","15 kW"]
[null,null,"6","STANDARD","4 kW"]
[null,null,"6","STANDARD","5,5 kW"]
[null,null,"6","STANDARD","7,5 kW"]
[null,null,"6","STANDARD","11 kW"]
[null,null,"6","STANDARD","15 kW"]
[null,null,"3","STANDARD","18,5 kW"]
[null,null,"6","STANDARD","22 kW"]
[null,null,"3","STANDARD","5,5 kW"]
[null,null,"6","STANDARD","7,5 kW"]
[null,null,"9","STANDARD","1,1 kW"]
[null,null,"3","STANDARD","1,5 kW"]
[null,null,"6","STANDARD","3 kW"]
[null,null,"9","STANDARD","0,55 kW"]
[null,null,"3","STANDARD","0,55 kW"]
[null,null,"6","STANDARD","0,75 kW"]
[null,null,"9","STANDARD","1,1 kW"]
[null,null,"3","STANDARD","0,55 kW"]
[null,null,"6","STANDARD","0,75 kW"]
[null,null,"9","STANDARD","1,1 kW"]
[null,null,"3","STANDARD","1,5 kW"]
[null,null,"6","STANDARD","0,75 kW"]
[null,null,"9","STANDARD","1,1 kW"]
[null,null,"12","STANDARD","1,5 kW"]
[null,null,"3","STANDARD","2,2 kW"]
[null,null,"6","STANDARD","3 kW"]
[null,null,"9","STANDARD","0,75 kW"]
[null,null,"12","STANDARD","1,1 kW"]
[null,null,"3","STANDARD","1,5 kW"]
[null,null,"6","STANDARD","2,2 kW"]
[null,null,"9","STANDARD","3 kW"]
[null,null,"12","STANDARD","1,1 kW"]
[null,null,"6","STANDARD","1,5 kW"]
[null,null,"6","STANDARD","2,2 kW"]
[null,null,"3","STANDARD","3 kW"]
[null,null,"6","STANDARD","4 kW"]
[null,null,"3","STANDARD","1,1 kW"]
[null,null,"6","STANDARD","1,5 kW"]
[null,null,"9","STANDARD","2,2 kW"]
[null,null,"3","STANDARD","3 kW"]
[null,null,"6","STANDARD","4 kW"]
[null,null,"9","STANDARD","5,5 kW"]
[null,null,"3","STANDARD","1,5 kW"]
[null,null,"6","STANDARD","2,2 kW"]
[null,null,"9","STANDARD","3 kW"]
[null,null,"3","STANDARD","4 kW"]
[null,null,"6","STANDARD","5,5 kW"]
[null,null,"9","STANDARD","7,5 kW"]
[null,null,"3","STANDARD","2,2 kW"]
[null,null,"6","STANDARD","3 kW"]
[null,null,"9","STANDARD","4 kW"]
[null,null,"12","STANDARD","5,5 kW"]
[null,null,"3","STANDARD","7,5 kW"]
[null,null,"6","STANDARD","2,2 kW"]
[null,null,"9","STANDARD","3 kW"]
[null,null,"12","STANDARD","4 kW"]
[null,null,"6","STANDARD","5,5 kW"]
[null,null,"6","STANDARD","7,5 kW"]
[null,null,"6","STANDARD","11 kW"]
[null,null,"6","STANDARD","3 kW"]
[null,null,"6","STANDARD","4 kW"]
[null,null,"6","STANDARD","5,5 kW"]
[null,null,"6","STANDARD","7,5 kW"]
[null,null,"6","STANDARD","11 kW"]
[null,null,"6","STANDARD","15 kW"]
[null,null,"6","STANDARD","5,5 kW"]
[null,null,"3","STANDARD","7,5 kW"]
[null,null,"6","STANDARD","11 kW"]
[null,null,"3","STANDARD","3 kW"]
[null,null,"6","STANDARD","4 kW"]
[null,null,"9","STANDARD","5,5 kW"]
[null,null,"3","STANDARD","7,5 kW"]
[null,null,"6","STANDARD","11 kW"]
[null,null,"9","STANDARD","15 kW"]
[null,null,"3","STANDARD","18,5 kW"]
[null,null,"6","STANDARD","4 kW"]
[null,null,"9","STANDARD","5,5 kW"]
[null,null,"3","STANDARD","7,5 kW"]
[null,null,"6","STANDARD","11 kW"]
[null,null,"9","STANDARD","15 kW"]
[null,null,"3","STANDARD","18,5 kW"]
[null,null,"6","STANDARD","22 kW"]
[null,null,"9","STANDARD","7,5 kW"]
[null,null,"12","STANDARD","11 kW"]
[null,null,"3","STANDARD","15 kW"]
[null,null,"6","STANDARD","18,5 kW"]
[null,null,"9","STANDARD","22 kW"]
[null,null,"12","STANDARD","30 kW"]
[null,null,"3","STANDARD","7,5 kW"]
[null,null,"6","STANDARD","15 kW"]
[null,null,"9","STANDARD","18,5 kW"]
[null,null,"12","STANDARD","22 kW"]
[null,null,"6","STANDARD","30 kW"]
[null,null,"6","STANDARD","37 kW"]
[null,null,"3","STANDARD","45 kW"]
[null,null,"6","STANDARD","15 kW"]
[null,null,"3","STANDARD","18,5 kW"]
[null,null,"6","STANDARD","22 kW"]
[null,null,"9","STANDARD","30 kW"]
[null,null,"3","IE3","37 kW"]
[null,null,"6","STANDARD","45 kW"]
[null,null,"9","IE3","0,55 kW"]
[null,null,"3","STANDARD","0,55 kW"]
[null,null,"6","IE3","0,75 kW"]
[null,null,"9","STANDARD","0,55 kW"]
[null,null,"3","IE3","0,75 kW"]
[null,null,"3","STANDARD","0,55 kW"]
[null,null,"6","IE3","0,75 kW"]
[null,null,"9","STANDARD","1,1 kW"]
[null,null,"3","STANDARD","0,75 kW"]
[null,null,"6","STANDARD","1,5 kW"]
[null,null,"9","IE3","0,75 kW"]
[null,null,"12","STANDARD","1,1 kW"]
[null,null,"3","IE3","1,5 kW"]
[null,null,"6","STANDARD","2,2 kW"]
[null,null,"9","IE3","0,75 kW"]
[null,null,"12","STANDARD","1,5 kW"]
[null,null,"6","IE3","2,2 kW"]
[null,null,"6","STANDARD","3 kW"]
[null,null,"6","IE3","1,5 kW"]
[null,null,"6","STANDARD","1,5 kW"]
[null,null,"6","IE3","2,2 kW"]
[null,null,"6","STANDARD","3 kW"]
[null,null,"6","IE3","1,5 kW"]
[null,null,"6","STANDARD","2,2 kW"]
[null,null,"6","IE3","1,5 kW"]
[null,null,"6","STANDARD","2,2 kW"]
[null,null,"3","IE3","3 kW"]
[null,null,"6","STANDARD","4 kW"]
[null,null,"3","IE3","1,5 kW"]
[null,null,"6","STANDARD","2,2 kW"]
[null,null,"9","IE3","3 kW"]
[null,null,"3","STANDARD","4 kW"]
[null,null,"6","IE3","5,5 kW"]
[null,null,"9","STANDARD","2,2 kW"]
[null,null,"3","IE3","3 kW"]
[null,null,"6","STANDARD","4 kW"]
[null,null,"9","IE3","5,5 kW"]
[null,null,"3","STANDARD","7,5 kW"]
[null,null,"6","IE3","11 kW"]
[null,null,"9","STANDARD","2,2 kW"]
[null,null,"3","IE3","3 kW"]
[null,null,"6","STANDARD","4 kW"]
[null,null,"9","IE3","5,5 kW"]
[null,null,"12","STANDARD","7,5 kW"]
[null,null,"3","IE3","11 kW"]
[null,null,"6","STANDARD","15 kW"]
[null,null,"9","IE3","4 kW"]
[null,null,"12","STANDARD","5,5 kW"]
[null,null,"3","IE3","7,5 kW"]
[null,null,"6","STANDARD","11 kW"]
[null,null,"9","IE3","15 kW"]
[null,null,"12","STANDARD","18,5 kW"]
[null,null,"6","IE3","22 kW"]
[null,null,"6","STANDARD","5,5 kW"]
[null,null,"6","IE3","7,5 kW"]
[null,null,"6","STANDARD","1,1 kW"]
[null,null,"6","IE3","1,5 kW"]
[null,null,"3","STANDARD","2,2 kW"]
[null,null,"6","IE3","1,5 kW"]
[null,null,"3","STANDARD","2,2 kW"]
[null,null,"6","IE3","3 kW"]
[null,null,"9","STANDARD","0,55 kW"]
[null,null,"3","IE3","0,55 kW"]
[null,null,"6","STANDARD","0,75 kW"]
[null,null,"9","IE3","1,1 kW"]
[null,null,"3","STANDARD","0,55 kW"]
[null,null,"6","IE3","0,75 kW"]
[null,null,"9","STANDARD","1,1 kW"]
[null,null,"3","STANDARD","1,5 kW"]
[null,null,"6","IE3","2,2 kW"]
[null,null,"9","STANDARD","0,75 kW"]
[null,null,"3","IE3","1,1 kW"]
[null,null,"6","STANDARD","1,5 kW"]
[null,null,"9","IE3","2,2 kW"]
[null,null,"12","STANDARD","3 kW"]
[null,null,"3","IE3","0,75 kW"]
[null,null,"6","STANDARD","1,1 kW"]
[null,null,"9","IE3","1,5 kW"]
[null,null,"12","STANDARD","2,2 kW"]
[null,null,"3","IE3","3 kW"]
[null,null,"6","STANDARD","1,1 kW"]
[null,null,"9","IE3","1,5 kW"]
[null,null,"12","STANDARD","2,2 kW"]
[null,null,"6","IE3","3 kW"]
[null,null,"6","STANDARD","4 kW"]
[null,null,"3","IE3","1,1 kW"]
[null,null,"6","STANDARD","1,5 kW"]
[null,null,"3","IE3","2,2 kW"]
[null,null,"6","STANDARD","3 kW"]
[null,null,"9","IE3","4 kW"]
[null,null,"3","STANDARD","5,5 kW"]
[null,null,"6","IE3","1,5 kW"]
[null,null,"9","STANDARD","2,2 kW"]
[null,null,"3","IE3","3 kW"]
[null,null,"6","STANDARD","4 kW"]
[null,null,"9","IE3","5,5 kW"]
[null,null,"3","STANDARD","7,5 kW"]
[null,null,"6","IE3","2,2 kW"]
[null,null,"9","STANDARD","3 kW"]
[null,null,"3","IE3","4 kW"]
[null,null,"6","STANDARD","5,5 kW"]
[null,null,"9","IE3","7,5 kW"]
[null,null,"12","STANDARD","2,2 kW"]
[null,null,"3","IE3","3 kW"]
[null,null,"6","STANDARD","4 kW"]
[null,null,"9","IE3","5,5 kW"]
[null,null,"12","STANDARD","7,5 kW"]
[null,null,"6","IE3","11 kW"]
[null,null,"6","STANDARD","3 kW"]
[null,null,"6","IE3","4 kW"]
[null,null,"6","STANDARD","5,5 kW"]
[null,null,"6","IE3","7,5 kW"]
[null,null,"6","STANDARD","11 kW"]
[null,null,"6","IE3","15 kW"]
[null,null,"6","STANDARD","5,5 kW"]
[null,null,"6","IE3","7,5 kW"]
[null,null,"6","STANDARD","11 kW"]
[null,null,"5","STANDARD","3 kW"]
[null,null,"7","STANDARD","4 kW"]
[null,null,"3","STANDARD","5,5 kW"]
[null,null,"6","STANDARD","7,5 kW"]
[null,null,"9","STANDARD","11 kW"]
[null,null,"3","STANDARD","15 kW"]
[null,null,"6","STANDARD","18,5 kW"]
[null,null,"9","STANDARD","4 kW"]
[null,null,"3","STANDARD","5,5 kW"]
[null,null,"6","STANDARD","7,5 kW"]
[null,null,"9","STANDARD","11 kW"]
[null,null,"3","STANDARD","15 kW"]
[null,null,"6","STANDARD","18,5 kW"]
[null,null,"9","STANDARD","22 kW"]
[null,null,"3","STANDARD","7,5 kW"]
[null,null,"6","STANDARD","11 kW"]
[null,null,"9","STANDARD","15 kW"]
[null,null,"12","STANDARD","18,5 kW"]
[null,null,"3","STANDARD","22 kW"]
[null,null,"6","STANDARD","30 kW"]
[null,null,"9","STANDARD","7,5 kW"]
[null,null,"12","STANDARD","15 kW"]
[null,null,"3","STANDARD","18,5 kW"]
[null,null,"6","STANDARD","22 kW"]
[null,null,"9","STANDARD","30 kW"]
[null,null,"12","STANDARD","37 kW"]
[null,null,"6","STANDARD","45 kW"]
[null,null,"6","STANDARD","15 kW"]
[null,null,"5","STANDARD","18,5 kW"]
[null,null,"7","STANDARD","22 kW"]
[null,null,"3","STANDARD","30 kW"]
[null,null,"6","STANDARD","37 kW"]
[null,null,"9","STANDARD","45 kW"]
[null,null,"3","STANDARD","0,55 kW"]
[null,null,"6","STANDARD","0,55 kW"]
[null,null,"9","STANDARD","0,75 kW"]
[null,null,"3","STANDARD","1,1 kW"]
[null,null,"6","STANDARD","0,55 kW"]
[null,null,"9","STANDARD","0,75 kW"]
[null,null,"3","STANDARD","0,55 kW"]
[null,null,"3","STANDARD","0,75 kW"]
[null,null,"6","STANDARD","1,1 kW"]
[null,null,"9","STANDARD","0,75 kW"]
[null,null,"3","STANDARD","1,1 kW"]
[null,null,"6","STANDARD","1,5 kW"]
[null,null,"9","STANDARD","0,75 kW"]
[null,null,"12","STANDARD","1,1 kW"]
[null,null,"3","STANDARD","1,5 kW"]
[null,null,"6","STANDARD","2,2 kW"]
[null,null,"9","STANDARD","0,75 kW"]
[null,null,"12","STANDARD","1,1 kW"]
[null,null,"6","STANDARD","1,5 kW"]
[null,null,"6","STANDARD","2,2 kW"]
[null,null,"6","STANDARD","3 kW"]
[null,null,"6","STANDARD","1,5 kW"]
[null,null,"6","STANDARD","2,2 kW"]
[null,null,"6","STANDARD","1,5 kW"]
[null,null,"6","STANDARD","2,2 kW"]
[null,null,"6","STANDARD","3 kW"]
[null,null,"6","STANDARD","1,5 kW"]
[null,null,"5","STANDARD","2,2 kW"]
[null,null,"7","STANDARD","3 kW"]
[null,null,"3","STANDARD","1,5 kW"]
[null,null,"6","STANDARD","2,2 kW"]
[null,null,"9","STANDARD","3 kW"]
[null,null,"3","STANDARD","4 kW"]
[null,null,"6","STANDARD","1,5 kW"]
[null,null,"9","STANDARD","2,2 kW"]
[null,null,"3","STANDARD","3 kW"]
[null,null,"6","STANDARD","4 kW"]
[null,null,"9","STANDARD","5,5 kW"]
[null,null,"3","STANDARD","2,2 kW"]
[null,null,"6","STANDARD","3 kW"]
[null,null,"9","STANDARD","4 kW"]
[null,null,"3","STANDARD","5,5 kW"]
[null,null,"6","STANDARD","11 kW"]
[null,null,"9","STANDARD","2,2 kW"]
[null,null,"12","STANDARD","3 kW"]
[null,null,"3","STANDARD","4 kW"]
[null,null,"6","STANDARD","5,5 kW"]
[null,null,"9","STANDARD","11 kW"]
[null,null,"12","STANDARD","15 kW"]
[null,null,"3","STANDARD","4 kW"]
[null,null,"6","STANDARD","5,5 kW"]
[null,null,"9","STANDARD","11 kW"]
[null,null,"12","STANDARD","15 kW"]
[null,null,"6","STANDARD","18,5 kW"]
[null,null,"6","STANDARD","22 kW"]
[null,null,"6","STANDARD","5,5 kW"]
[null,null,"6","IE3","0,25 kW"]
[null,null,"6","STANDARD","0,25 kW"]
[null,null,"5","IE3","0,37 kW"]
[null,null,"7","STANDARD","0,55 kW"]
[null,null,"3","IE3","0,75 kW"]
[null,null,"6","STANDARD","1,1 kW"]
[null,null,"9","IE3","0,55 kW"]
[null,null,"3","STANDARD","0,75 kW"]
[null,null,"6","IE3","1,1 kW"]
[null,null,"9","STANDARD","0,75 kW"]
[null,null,"3","STANDARD","1,1 kW"]
[null,null,"6","STANDARD","1,5 kW"]
[null,null,"9","IE3","2,2 kW"]
[null,null,"3","STANDARD","0,55 kW"]
[null,null,"6","IE3","0,75 kW"]
[null,null,"9","STANDARD","1,1 kW"]
[null,null,"3","IE3","1,5 kW"]
[null,null,"6","STANDARD","2,2 kW"]
[null,null,"9","IE3","0,75 kW"]
[null,null,"12","STANDARD","1,1 kW"]
[null,null,"3","IE3","1,5 kW"]
[null,null,"6","STANDARD","2,2 kW"]
[null,null,"9","IE3","3 kW"]
[null,null,"12","STANDARD","0,75 kW"]
[null,null,"3","IE3","1,1 kW"]
[null,null,"6","STANDARD","1,5 kW"]
[null,null,"9","IE3","2,2 kW"]
[null,null,"12","STANDARD","3 kW"]
[null,null,"6","IE3","1,1 kW"]
[null,null,"6","STANDARD","1,5 kW"]
[null,null,"5","IE3","2,2 kW"]
[null,null,"7","STANDARD","3 kW"]
[null,null,"3","IE3","1,1 kW"]
[null,null,"6","STANDARD","1,5 kW"]
[null,null,"9","IE3","2,2 kW"]
[null,null,"3","STANDARD","3 kW"]
[null,null,"6","IE3","1,1 kW"]
[null,null,"9","STANDARD","1,5 kW"]
[null,null,"3","IE3","2,2 kW"]
[null,null,"6","STANDARD","3 kW"]
[null,null,"9","IE3","4 kW"]
[null,null,"3","STANDARD","1,1 kW"]
[null,null,"6","IE3","1,5 kW"]
[null,null,"9","STANDARD","2,2 kW"]
[null,null,"3","IE3","3 kW"]
[null,null,"6","STANDARD","4 kW"]
[null,null,"9","IE3","1,1 kW"]
[null,null,"12","STANDARD","1,5 kW"]
[null,null,"3","IE3","2,2 kW"]
[null,null,"6","STANDARD","3 kW"]
[null,null,"9","IE3","4 kW"]
[null,null,"12","STANDARD","5,5 kW"]
[null,null,null,"IE3","1,1 kW"]
[null,null,null,"STANDARD","1,5 kW"]
[null,null,null,"IE3","2,2 kW"]
[null,null,null,"STANDARD","3 kW"]
[null,null,null,"IE3","4 kW"]
[null,null,null,"STANDARD","5,5 kW"]
[null,null,null,"IE3","1,5 kW"]
[null,null,null,"STANDARD","2,2 kW"]
[null,null,null,"IE3","3 kW"]
[null,null,null,"STANDARD","4 kW"]
[null,null,null,"IE3","5,5 kW"]
[null,null,null,"STANDARD","7,5 kW"]
[null,null,null,"IE3","1,5 kW"]
[null,null,null,"STANDARD","2,2 kW"]
[null,null,null,"IE3","3 kW"]
[null,null,null,"STANDARD","4 kW"]
[null,null,null,"IE3","5,5 kW"]
[null,null,null,"STANDARD","7,5 kW"]
[null,null,null,"STANDARD","2,2 kW"]
[null,null,null,"IE3","3 kW"]
[null,null,null,"STANDARD","4 kW"]
[null,null,null,"IE3","5,5 kW"]
[null,null,null,"STANDARD","7,5 kW"]
[null,null,null,"IE3","2,2 kW"]
[null,null,null,"STANDARD","3 kW"]
[null,null,null,"IE3","4 kW"]
[null,null,null,"STANDARD","5,5 kW"]
[null,null,null,"IE3","7,5 kW"]
[null,null,null,"STANDARD","2,2 kW"]
[null,null,null,"IE3","3 kW"]
[null,null,null,"STANDARD","4 kW"]
[null,null,null,"IE3","5,5 kW"]
[null,null,null,"STANDARD","7,5 kW"]
[null,null,null,"IE3","2,2 kW"]
[null,null,null,"STANDARD","3 kW"]
[null,null,null,"IE3","4 kW"]
[null,null,null,"STANDARD","5,5 kW"]
[null,null,null,"IE3","7,5 kW"]
[null,null,null,"STANDARD","11 kW"]
[null,null,null,"IE3","3 kW"]
[null,null,null,"STANDARD","4 kW"]
[null,null,null,"IE3","5,5 kW"]
[null,null,null,"STANDARD","7,5 kW"]
[null,null,null,"IE3","11 kW"]
[null,null,null,"STANDARD","3 kW"]
[null,null,null,"IE3","4 kW"]
[null,null,null,"STANDARD","5,5 kW"]
[null,null,null,"IE3","7,5 kW"]
[null,null,null,"STANDARD","11 kW"]
[null,null,null,"IE3","15 kW"]
[null,null,null,"STANDARD","5,5 kW"]
[null,null,null,"IE3","7,5 kW"]
[null,null,null,"STANDARD","11 kW"]
[null,null,null,"IE3","15 kW"]
[null,null,null,"STANDARD","5,5 kW"]
[null,null,null,"IE3","7,5 kW"]
[null,null,null,"STANDARD","11 kW"]
[null,null,null,"IE3","3 kW"]
[null,null,null,"STANDARD","4 kW"]
[null,null,null,"IE3","5,5 kW"]
[null,null,null,"STANDARD","7,5 kW"]
[null,null,null,"IE3","11 kW"]
[null,null,null,"STANDARD","3 kW"]
[null,null,null,"IE3","4 kW"]
[null,null,null,"STANDARD","5,5 kW"]
[null,null,null,"IE3","7,5 kW"]
[null,null,null,"STANDARD","11 kW"]
[null,null,null,"STANDARD","15 kW"]
[null,null,null,"STANDARD","18,5 kW"]
[null,null,null,"STANDARD","4 kW"]
[null,null,null,"STANDARD","5,5 kW"]
[null,null,null,"STANDARD","7,5 kW"]
[null,null,null,"STANDARD","11 kW"]
[null,null,null,"STANDARD","15 kW"]
[null,null,null,"STANDARD","18,5 kW"]
[null,null,null,"STANDARD","4 kW"]
[null,null,null,"STANDARD","5,5 kW"]
[null,null,null,"STANDARD","7,5 kW"]
[null,null,null,"STANDARD","11 kW"]
[null,null,null,"STANDARD","15 kW"]
[null,null,null,"STANDARD","18,5 kW"]
[null,null,null,"STANDARD","22 kW"]
[null,null,null,"STANDARD","7,5 kW"]
[null,null,null,"STANDARD","11 kW"]
[null,null,null,"STANDARD","15 kW"]
[null,null,null,"STANDARD","18,5 kW"]
[null,null,null,"STANDARD","22 kW"]
[null,null,null,"STANDARD","7,5 kW"]
[null,null,null,"STANDARD","11 kW"]
[null,null,null,"STANDARD","15 kW"]
[null,null,null,"STANDARD","18,5 kW"]
[null,null,null,"STANDARD","22 kW"]
[null,null,null,"STANDARD","30 kW"]
[null,null,null,"STANDARD","7,5 kW"]
[null,null,null,"STANDARD","11 kW"]
[null,null,null,"STANDARD","15 kW"]
[null,null,null,"STANDARD","18,5 kW"]
[null,null,null,"STANDARD","22 kW"]
[null,null,null,"STANDARD","30 kW"]
[null,null,null,"STANDARD","7,5 kW"]
[null,null,null,"STANDARD","15 kW"]
[null,null,null,"STANDARD","18,5 kW"]
[null,null,null,"STANDARD","22 kW"]
[null,null,null,"STANDARD","30 kW"]
[null,null,null,"STANDARD","37 kW"]
[null,null,null,"STANDARD","45 kW"]
[null,null,null,"STANDARD","15 kW"]
[null,null,null,"STANDARD","18,5 kW"]
[null,null,null,"STANDARD","22 kW"]
[null,null,null,"STANDARD","30 kW"]
[null,null,null,"STANDARD","37 kW"]
[null,null,null,"STANDARD","45 kW"]
[null,null,null,"STANDARD","15 kW"]
[null,null,null,"STANDARD","18,5 kW"]
[null,null,null,"STANDARD","22 kW"]
[null,null,null,"STANDARD","30 kW"]
[null,null,null,"STANDARD","37 kW"]
[null,null,null,"STANDARD","45 kW"]
[null,null,null,"STANDARD","15 kW"]
[null,null,null,"STANDARD","18,5 kW"]
[null,null,null,"STANDARD","22 kW"]
[null,null,null,"STANDARD","30 kW"]
[null,null,null,"STANDARD","37 kW"]
[null,null,null,"STANDARD","45 kW"]
[null,null,null,"STANDARD","0,55 kW"]
[null,null,null,"STANDARD","0,75 kW"]
[null,null,null,"STANDARD","1,1 kW"]
[null,null,null,"STANDARD","0,55 kW"]
[null,null,null,"STANDARD","0,75 kW"]
[null,null,null,"STANDARD","1,1 kW"]
[null,null,null,"STANDARD","0,75 kW"]
[null,null,null,"STANDARD","0,75 kW"]
[null,null,null,"STANDARD","0,75 kW"]
[null,null,null,"STANDARD","1,1 kW"]
[null,null,null,"STANDARD","0,55 kW"]
[null,null,null,"STANDARD","0,75 kW"]
[null,null,null,"STANDARD","1,1 kW"]
[null,null,null,"STANDARD","0,75 kW"]
[null,null,null,"STANDARD","1,1 kW"]
[null,null,null,"STANDARD","1,5 kW"]
[null,null,null,"STANDARD","0,75 kW"]
[null,null,null,"STANDARD","1,1 kW"]
[null,null,null,"STANDARD","1,5 kW"]
[null,null,null,"STANDARD","0,75 kW"]
[null,null,null,"STANDARD","1,1 kW"]
[null,null,null,"STANDARD","1,5 kW"]
[null,null,null,"STANDARD","2,2 kW"]
[null,null,null,"STANDARD","0,75 kW"]
[null,null,null,"STANDARD","1,1 kW"]
[null,null,null,"STANDARD","1,5 kW"]
[null,null,null,"STANDARD","2,2 kW"]
[null,null,null,"STANDARD","0,75 kW"]
[null,null,null,"STANDARD","1,1 kW"]
[null,null,null,"STANDARD","1,5 kW"]
[null,null,null,"STANDARD","2,2 kW"]
[null,null,null,"STANDARD","3 kW"]
[null,null,null,"STANDARD","0,75 kW"]
[null,null,null,"STANDARD","1,1 kW"]
[null,null,null,"IE3","1,5 kW"]
[null,null,null,"STANDARD","2,2 kW"]
[null,null,null,"IE3","3 kW"]
[null,null,null,"STANDARD","1,5 kW"]
[null,null,null,"IE3","2,2 kW"]
[null,null,null,"STANDARD","1,5 kW"]
[null,null,null,"IE3","2,2 kW"]
[null,null,null,"STANDARD","1,5 kW"]
[null,null,null,"IE3","2,2 kW"]
[null,null,null,"STANDARD","3 kW"]
[null,null,null,"STANDARD","1,5 kW"]
[null,null,null,"STANDARD","2,2 kW"]
[null,null,null,"IE3","3 kW"]
[null,null,null,"STANDARD","1,5 kW"]
[null,null,null,"IE3","2,2 kW"]
[null,null,null,"STANDARD","3 kW"]
[null,null,null,"IE3","1,5 kW"]
[null,null,null,"STANDARD","2,2 kW"]
[null,null,null,"IE3","3 kW"]
[null,null,null,"STANDARD","5,5 kW"]
[null,null,null,"IE3","1,5 kW"]
[null,null,null,"STANDARD","2,2 kW"]
[null,null,null,"IE3","3 kW"]
[null,null,null,"STANDARD","4 kW"]
[null,null,null,"IE3","1,5 kW"]
[null,null,null,"STANDARD","2,2 kW"]
[null,null,null,"IE3","3 kW"]
[null,null,null,"STANDARD","4 kW"]
[null,null,null,"IE3","1,5 kW"]
[null,null,null,"STANDARD","2,2 kW"]
[null,null,null,"IE3","3 kW"]
[null,null,null,"STANDARD","4 kW"]
[null,null,null,"IE3","1,5 kW"]
[null,null,null,"STANDARD","2,2 kW"]
[null,null,null,"IE3","3 kW"]
[null,null,null,"STANDARD","4 kW"]
[null,null,null,"IE3","5,5 kW"]
[null,null,null,"STANDARD","2,2 kW"]
[null,null,null,"IE3","3 kW"]
[null,null,null,"STANDARD","4 kW"]
[null,null,null,"IE3","7,5 kW"]
[null,null,null,"STANDARD","2,2 kW"]
[null,null,null,"IE3","3 kW"]
[null,null,null,"STANDARD","4 kW"]
[null,null,null,"IE3","5,5 kW"]
[null,null,null,"STANDARD","7,5 kW"]
[null,null,null,"IE3","11 kW"]
[null,null,null,"STANDARD","3 kW"]
[null,null,null,"IE3","4 kW"]
[null,null,null,"STANDARD","7,5 kW"]
[null,null,null,"IE3","11 kW"]
[null,null,null,"STANDARD","3 kW"]
[null,null,null,"IE3","4 kW"]
[null,null,null,"STANDARD","5,5 kW"]
[null,null,null,"IE3","7,5 kW"]
[null,null,null,"STANDARD","11 kW"]
[null,null,null,"IE3","15 kW"]
[null,null,null,"STANDARD","4 kW"]
[null,null,null,"IE3","7,5 kW"]
[null,null,null,"STANDARD","11 kW"]
[null,null,null,"IE3","15 kW"]
[null,null,null,"STANDARD","4 kW"]
[null,null,null,"IE3","5,5 kW"]
[null,null,null,"STANDARD","7,5 kW"]
[null,null,null,"IE3","11 kW"]
[null,null,null,"STANDARD","15 kW"]
[null,null,null,"IE3","18,5 kW"]
[null,null,null,"STANDARD","22 kW"]
[null,null,null,"IE3","7,5 kW"]
[null,null,null,"STANDARD","11 kW"]
[null,null,null,"STANDARD","15 kW"]
[null,null,null,"IE3","18,5 kW"]
[null,null,null,"STANDARD","22 kW"]
[null,null,null,"IE3","5,5 kW"]
[null,null,null,"STANDARD","7,5 kW"]
[null,null,null,"IE3","0,55/0,2 kW"]
[null,null,null,"STANDARD","0,55/0,2 kW"]
[null,null,null,"IE3","0,55/0,2 kW"]
[null,null,null,"STANDARD","0,75/0,25 kW"]
[null,null,null,"IE3","1,1/0,3 kW"]
[null,null,null,"STANDARD","0,55/0,2 kW"]
[null,null,null,"IE3","0,75/0,25 kW"]
[null,null,null,"STANDARD","1,1/0,3 kW"]
[null,null,null,"IE3","1,5/0,37 kW"]
[null,null,null,"STANDARD","0,55/0,2 kW"]
[null,null,null,"IE3","0,75/0,25 kW"]
[null,null,null,"STANDARD","1,1/0,3 kW"]
[null,null,null,"IE3","1,5/0,37 kW"]
[null,null,null,"STANDARD","2,2/0,7 kW"]
[null,null,null,"IE3","3/1 kW"]
[null,null,null,"STANDARD","0,55/0,2 kW"]
[null,null,null,"IE3","0,75/0,25 kW"]
[null,null,null,"STANDARD","1,1/0,3 kW"]
[null,null,null,"IE3","1,5/0,37 kW"]
[null,null,null,"STANDARD","2,2/0,7 kW"]
[null,null,null,"IE3","3/1 kW"]
[null,null,null,"STANDARD","1,1/0,3 kW"]
[null,null,null,"IE3","1,5/0,37 kW"]
[null,null,null,"STANDARD","2,2/0,7 kW"]
[null,null,null,"IE3","3/1 kW"]
[null,null,null,"STANDARD","1,1/0,3 kW"]
[null,null,null,"IE3","1,5/0,37 kW"]
[null,null,null,"STANDARD","2,2/0,7 kW"]
[null,null,null,"IE3","3/1 kW"]
[null,null,null,"STANDARD","4,5/1,5 kW"]
[null,null,null,"IE3","6/2,2 kW"]
[null,null,null,"STANDARD","1,5/0,37 kW"]
[null,null,null,"IE3","2,2/0,7 kW"]
[null,null,null,"STANDARD","3/1 kW"]
[null,null,null,"IE3","4,5/1,5 kW"]
[null,null,null,"STANDARD","6/2,2 kW"]
[null,null,null,"IE3","2,2/0,7 kW"]
[null,null,null,"STANDARD","3/1 kW"]
[null,null,null,"IE3","4,5/1,5 kW"]
[null,null,null,"STANDARD","6/2,2 kW"]
[null,null,null,"IE3","10/3,3 kW"]
[null,null,null,"STANDARD","2,2/0,7 kW"]
[null,null,null,"IE3","3/1 kW"]
[null,null,null,"STANDARD","4,5/1,5 kW"]
[null,null,null,"STANDARD","6/2,2 kW"]
[null,null,null,"STANDARD","10/3,3 kW"]
[null,null,null,"STANDARD","14/4,5 kW"]
[null,null,null,"STANDARD","2,2/0,7 kW"]
[null,null,null,"STANDARD","3/1 kW"]
[null,null,null,"STANDARD","4,5/1,5 kW"]
[null,null,null,"STANDARD","6/2,2 kW"]
[null,null,null,"STANDARD","10/3,3 kW"]
[null,null,null,"STANDARD","14/4,5 kW"]
[null,null,null,"STANDARD","4,5/1,5 kW"]
[null,null,null,"STANDARD","6/2,2 kW"]
[null,null,null,"STANDARD","10/3,3 kW"]
[null,null,null,"STANDARD","14/4,5 kW"]
[null,null,null,"STANDARD","2,2/0,7 kW"]
[null,null,null,"STANDARD","3/1 kW"]
[null,null,null,"STANDARD","4,5/1,5 kW"]
[null,null,null,"STANDARD","6/2,2 kW"]
[null,null,null,"STANDARD","10/3,3 kW"]
[null,null,null,"STANDARD","14/4,5 kW"]
[null,null,null,"STANDARD","16/6,5 kW"]
[null,null,null,"STANDARD","20/8,5 kW"]
[null,null,null,"STANDARD","4,5/1,5 kW"]
[null,null,null,"STANDARD","6/2,2 kW"]
[null,null,null,"STANDARD","10/3,3 kW"]
[null,null,null,"STANDARD","14/4,5 kW"]
[null,null,null,"STANDARD","16/6,5 kW"]
[null,null,null,"STANDARD","20/8,5 kW"]
[null,null,null,"STANDARD","6/2,2 kW"]
[null,null,null,"STANDARD","10/3,3 kW"]
[null,null,null,"STANDARD","14/4,5 kW"]
[null,null,null,"STANDARD","16/6,5 kW"]
[null,null,null,"STANDARD","20/8,5 kW"]
[null,null,null,"STANDARD","26/9 kW"]
[null,null,null,"STANDARD","34/12 kW"]
[null,null,null,"STANDARD","6/2,2 kW"]
[null,null,null,"STANDARD","10/3,3 kW"]
[null,null,null,"STANDARD","14/4,5 kW"]
[null,null,null,"STANDARD","16/6,5 kW"]
[null,null,null,"STANDARD","20/8,5 kW"]
[null,null,null,"STANDARD","26/9 kW"]
[null,null,null,"STANDARD","34/12 kW"]
[null,null,null,"STANDARD","40/14 kW"]
[null,null,null,"STANDARD","14/4,5 kW"]
[null,null,null,"STANDARD","16/6,5 kW"]
[null,null,null,"STANDARD","20/8,5 kW"]
[null,null,null,"STANDARD","26/9 kW"]
[null,null,null,"STANDARD","34/12 kW"]
[null,null,null,"STANDARD","40/14 kW"]
[null,null,null,"STANDARD","0,55/0,09 kW"]
[null,null,null,"STANDARD","0,55/0,09 kW"]
[null,null,null,"STANDARD","0,55/0,09 kW"]
[null,null,null,"STANDARD","0,75/0,12 kW"]
[null,null,null,"STANDARD","1,1/0,18 kW"]
[null,null,null,"STANDARD","0,55/0,09 kW"]
[null,null,null,"STANDARD","0,75/0,12 kW"]
[null,null,null,"STANDARD","1,1/0,18 kW"]
[null,null,null,"STANDARD","1,5/0,25 kW"]
[null,null,null,"STANDARD","2,2/0,37 kW"]
[null,null,null,"STANDARD","0,55/0,09 kW"]
[null,null,null,"STANDARD","0,75/0,12 kW"]
[null,null,null,"STANDARD","1,1/0,18 kW"]
[null,null,null,"STANDARD","1,5/0,25 kW"]
[null,null,null,"STANDARD","2,2/0,37 kW"]
[null,null,null,"STANDARD","3/0,55 kW"]
[null,null,null,"STANDARD","0,55/0,09 kW"]
[null,null,null,"STANDARD","0,75/0,12 kW"]
[null,null,null,"STANDARD","1,1/0,18 kW"]
[null,null,null,"STANDARD","1,5/0,25 kW"]
[null,null,null,"STANDARD","2,2/0,37 kW"]
[null,null,null,"STANDARD","3/0,55 kW"]
[null,null,null,"STANDARD","1,1/0,18 kW"]
[null,null,null,"STANDARD","1,5/0,25 kW"]
[null,null,null,"STANDARD","2,2/0,37 kW"]
[null,null,null,"STANDARD","3/0,55 kW"]
[null,null,null,"STANDARD","4/0,75 kW"]
[null,null,null,"STANDARD","1,1/0,18 kW"]
[null,null,null,"STANDARD","1,5/0,25 kW"]
[null,null,null,"STANDARD","2,2/0,37 kW"]
[null,null,null,"STANDARD","3/0,55 kW"]
[null,null,null,"STANDARD","4/0,75 kW"]
[null,null,null,"STANDARD","5,5/1,1 kW"]
[null,null,null,"STANDARD","1,5/0,25 kW"]
[null,null,null,"STANDARD","2,2/0,37 kW"]
[null,null,null,"STANDARD","3/0,55 kW"]
[null,null,null,"STANDARD","4/0,75 kW"]
[null,null,null,"STANDARD","5,5/1,1 kW"]
[null,null,null,"STANDARD","7,5/1,5 kW"]
[null,null,null,"STANDARD","2,2/0,37 kW"]
[null,null,null,"STANDARD","3/0,55 kW"]
[null,null,null,"STANDARD","4/0,75 kW"]
[null,null,null,null,"5,5/1,1 kW"]
[null,null,null,null,"7,5/1,5 kW"]
[null,null,null,null,"2,2/0,37 kW"]
[null,null,null,null,"3/0,55 kW"]
[null,null,null,null,"4/0,75 kW"]
[null,null,null,null,"5,5/1,1 kW"]
[null,null,null,null,"7,5/1,5 kW"]
[null,null,null,null,"11/3 kW"]
[null,null,null,null,"2,2/0,37 kW"]
[null,null,null,null,"3/0,55 kW"]
[null,null,null,null,"4/0,75 kW"]
[null,null,null,null,"5,5/1,1 kW"]
[null,null,null,null,"7,5/1,5 kW"]
[null,null,null,null,"11/3 kW"]
[null,null,null,null,"14/3,5 kW"]
[null,null,null,null,"4/0,75 kW"]
[null,null,null,null,"5,5/1,1 kW"]
[null,null,null,null,"7,5/1,5 kW"]
[null,null,null,null,"11/3 kW"]
[null,null,null,null,"2,2/0,37 kW"]
[null,null,null,null,"3/0,55 kW"]
[null,null,null,null,"4/0,75 kW"]
[null,null,null,null,"5,5/1,1 kW"]
[null,null,null,null,"7,5/1,5 kW"]
[null,null,null,null,"11/3 kW"]
[null,null,null,null,"14/3,5 kW"]
[null,null,null,null,"17/4,3 kW"]
[null,null,null,null,"20/5 kW"]
[null,null,null,null,"4/0,75 kW"]
[null,null,null,null,"5,5/1,1 kW"]
[null,null,null,null,"7,5/1,5 kW"]
[null,null,null,null,"11/3 kW"]
[null,null,null,null,"14/3,5 kW"]
[null,null,null,null,"17/4,3 kW"]
[null,null,null,null,"20/5 kW"]
[null,null,null,null,"5,5/1,1 kW"]
[null,null,null,null,"7,5/1,5 kW"]
[null,null,null,null,"11/3 kW"]
[null,null,null,null,"14/3,5 kW"]
[null,null,null,null,"17/4,3 kW"]
[null,null,null,null,"20/5 kW"]
[null,null,null,null,"28/6,5 kW"]
[null,null,null,null,"30/8 kW"]
[null,null,null,null,"5,5/1,1 kW"]
[null,null,null,null,"7,5/1,5 kW"]
[null,null,null,null,"11/3 kW"]
[null,null,null,null,"14/3,5 kW"]
[null,null,null,null,"17/4,3 kW"]
[null,null,null,null,"20/5 kW"]
[null,null,null,null,"28/6,5 kW"]
[null,null,null,null,"30/8 kW"]
[null,null,null,null,"37/9,2 kW"]
[null,null,null,null,"44/11 kW"]
[null,null,null,null,"14/3,5 kW"]
[null,null,null,null,"17/4,3 kW"]
[null,null,null,null,"20/5 kW"]
[null,null,null,null,"28/6,5 kW"]
[null,null,null,null,"30/8 kW"]
[null,null,null,null,"37/9,2 kW"]
[null,null,null,null,"44/11 kW"]
[null,null,null,null,"0,55/0,09 kW"]
[null,null,null,null,"0,55/0,09 kW"]
[null,null,null,null,"0,75/0,12 kW"]
[null,null,null,null,"0,55/0,09 kW"]
[null,null,null,null,"0,75/0,12 kW"]
[null,null,null,null,"0,55/0,09 kW"]
[null,null,null,null,"0,75/0,12 kW"]
[null,null,null,null,"1,1/0,18 kW"]
[null,null,null,null,"0,55/0,09 kW"]
[null,null,null,null,"0,75/0,12 kW"]
[null,null,null,null,"1,5/0,25 kW"]
[null,null,null,null,"0,55/0,09 kW"]
[null,null,null,null,"0,75/0,12 kW"]
[null,null,null,null,"1,1/0,18 kW"]
[null,null,null,null,"1,5/0,25 kW"]
[null,null,null,null,"2,2/0,37 kW"]
[null,null,null,null,"0,75/0,12 kW"]
[null,null,null,null,"1,1/0,18 kW"]
[null,null,null,null,"1,5/0,25 kW"]
[null,null,null,null,"2,2/0,37 kW"]
[null,null,null,null,"3/0,55 kW"]
[null,null,null,null,"1,1/0,18 kW"]
[null,null,null,null,"1,5/0,25 kW"]
[null,null,null,null,"1,1/0,18 kW"]
[null,null,null,null,"1,5/0,25 kW"]
[null,null,null,null,"2,2/0,37 kW"]
[null,null,null,null,"3/0,55 kW"]
[null,null,null,null,"1,1/0,18 kW"]
[null,null,null,null,"1,5/0,25 kW"]
[null,null,null,null,"2,2/0,37 kW"]
[null,null,null,null,"3/0,55 kW"]
[null,null,null,null,"1,1/0,18 kW"]
[null,null,null,null,"1,5/0,25 kW"]
[null,null,null,null,"2,2/0,37 kW"]
[null,null,null,null,"3/0,55 kW"]
[null,null,null,null,"4/0,65 kW"]
[null,null,null,null,"1,1/0,18 kW"]
[null,null,null,null,"1,5/0,25 kW"]
[null,null,null,null,"2,2/0,37 kW"]
[null,null,null,null,"3/0,55 kW"]
[null,null,null,null,"4/0,65 kW"]
[null,null,null,null,"6/1,2 kW"]
[null,null,null,null,"1,5/0,25 kW"]
[null,null,null,null,"2,2/0,37 kW"]
[null,null,null,null,"3/0,55 kW"]
[null,null,null,null,"4/0,65 kW"]
[null,null,null,null,"6/1,2 kW"]
[null,null,null,null,"7,5/1,5 kW"]
[null,null,null,null,"12/2,4 kW"]
[null,null,null,null,"3/0,55 kW"]
[null,null,null,null,"4/0,65 kW"]
[null,null,null,null,"6/1,2 kW"]
[null,null,null,null,"7,5/1,5 kW"]
[null,null,null,null,"12/2,4 kW"]
[null,null,null,null,"17/4,3 kW"]
[null,null,null,null,"3/0,55 kW"]
[null,null,null,null,"4/0,65 kW"]
[null,null,null,null,"6/1,2 kW"]
[null,null,null,null,"7,5/1,5 kW"]
[null,null,null,null,"12/2,4 kW"]
[null,null,null,null,"17/4,3 kW"]
[null,null,null,null,"20/5 kW"]
[null,null,null,null,"28/6,5 kW"]
[null,null,null,null,"4/0,65 kW"]
[null,null,null,null,"6/1,2 kW"]
[null,null,null,null,"7,5/1,5 kW"]
[null,null,null,null,"0,25 kW"]
[null,null,null,null,"0,25 kW"]
[null,null,null,null,"0,37 kW"]
[null,null,null,null,"0,55 kW"]
[null,null,null,null,"0,75 kW"]
[null,null,null,null,"1,1 kW"]
[null,null,null,null,"0,55 kW"]
[null,null,null,null,"0,75 kW"]
[null,null,null,null,"1,1 kW"]
[null,null,null,null,"0,75 kW"]
[null,null,null,null,"1,1 kW"]
[null,null,null,null,"1,5 kW"]
[null,null,null,null,"2,2 kW"]
[null,null,null,null,"0,55 kW"]
[null,null,null,null,"0,75 kW"]
[null,null,null,null,"1,1 kW"]
[null,null,null,null,"1,5 kW"]
[null,null,null,null,"2,2 kW"]
[null,null,null,null,"0,75 kW"]
[null,null,null,null,"1,1 kW"]
[null,null,null,null,"1,5 kW"]
[null,null,null,null,"2,2 kW"]
[null,null,null,null,"3 kW"]
[null,null,null,null,"0,75 kW"]
[null,null,null,null,"1,1 kW"]
[null,null,null,null,"1,5 kW"]
[null,null,null,null,"2,2 kW"]
[null,null,null,null,"3 kW"]
[null,null,null,null,"1,1 kW"]
[null,null,null,null,"1,5 kW"]
[null,null,null,null,"2,2 kW"]
[null,null,null,null,"3 kW"]
[null,null,null,null,"4 kW"]
[null,null,null,null,"5,5 kW"]
[null,null,null,null,"1,1 kW"]
[null,null,null,null,"1,5 kW"]
[null,null,null,null,"2,2 kW"]
[null,null,null,null,"3 kW"]
[null,null,null,null,"4 kW"]
[null,null,null,null,"5,5 kW"]
[null,null,null,null,"1,1 kW"]
[null,null,null,null,"1,5 kW"]
[null,null,null,null,"2,2 kW"]
[null,null,null,null,"3 kW"]
[null,null,null,null,"4 kW"]
[null,null,null,null,"5,5 kW"]
[null,null,null,null,"1,1 kW"]
[null,null,null,null,"1,5 kW"]
[null,null,null,null,"2,2 kW"]
[null,null,null,null,"3 kW"]
[null,null,null,null,"4 kW"]
[null,null,null,null,"5,5 kW"]
[null,null,null,null,"1,1 kW"]
[null,null,null,null,"1,5 kW"]
[null,null,null,null,"2,2 kW"]
[null,null,null,null,"3 kW"]
[null,null,null,null,"4 kW"]
[null,null,null,null,"5,5 kW"]
[null,null,null,null,"1,1 kW"]
[null,null,null,null,"1,5 kW"]
[null,null,null,null,"2,2 kW"]
[null,null,null,null,"3 kW"]
[null,null,null,null,"4 kW"]
[null,null,null,null,"5,5 kW"]
[null,null,null,null,"1,5 kW"]
[null,null,null,null,"2,2 kW"]
[null,null,null,null,"3 kW"]
[null,null,null,null,"4 kW"]
[null,null,null,null,"5,5 kW"]
[null,null,null,null,"7,5 kW"]
[null,null,null,null,"1,5 kW"]
[null,null,null,null,"2,2 kW"]
[null,null,null,null,"3 kW"]
[null,null,null,null,"4 kW"]
[null,null,null,null,"5,5 kW"]
[null,null,null,null,"7,5 kW"]
[null,null,null,null,"2,2 kW"]
[null,null,null,null,"3 kW"]
[null,null,null,null,"4 kW"]
[null,null,null,null,"5,5 kW"]
[null,null,null,null,"7,5 kW"]
[null,null,null,null,"2,2 kW"]
[null,null,null,null,"3 kW"]
[null,null,null,null,"4 kW"]
[null,null,null,null,"5,5 kW"]
[null,null,null,null,"7,5 kW"]
[null,null,null,null,"2,2 kW"]
[null,null,null,null,"3 kW"]
[null,null,null,null,"4 kW"]
[null,null,null,null,"5,5 kW"]
[null,null,null,null,"7,5 kW"]
[null,null,null,null,"2,2 kW"]
[null,null,null,null,"3 kW"]
[null,null,null,null,"4 kW"]
[null,null,null,null,"5,5 kW"]
[null,null,null,null,"7,5 kW"]
[null,null,null,null,"11 kW"]
[null,null,null,null,"3 kW"]
[null,null,null,null,"4 kW"]
[null,null,null,null,"5,5 kW"]
[null,null,null,null,"7,5 kW"]
[null,null,null,null,"11 kW"]
[null,null,null,null,"3 kW"]
[null,null,null,null,"4 kW"]
[null,null,null,null,"5,5 kW"]
[null,null,null,null,"7,5 kW"]
[null,null,null,null,"11 kW"]
[null,null,null,null,"15 kW"]
[null,null,null,null,"5,5 kW"]
[null,null,null,null,"7,5 kW"]
[null,null,null,null,"11 kW"]
[null,null,null,null,"15 kW"]
[null,null,null,null,"5,5 kW"]
[null,null,null,null,"7,5 kW"]
[null,null,null,null,"11 kW"]
[null,null,null,null,"3 kW"]
[null,null,null,null,"4 kW"]
[null,null,null,null,"5,5 kW"]
[null,null,null,null,"7,5 kW"]
[null,null,null,null,"11 kW"]
[null,null,null,null,"3 kW"]
[null,null,null,null,"4 kW"]
[null,null,null,null,"5,5 kW"]
[null,null,null,null,"7,5 kW"]
[null,null,null,null,"11 kW"]
[null,null,null,null,"15 kW"]
[null,null,null,null,"18,5 kW"]
[null,null,null,null,"4 kW"]
[null,null,null,null,"5,5 kW"]
[null,null,null,null,"7,5 kW"]
[null,null,null,null,"11 kW"]
[null,null,null,null,"15 kW"]
[null,null,null,null,"18,5 kW"]
[null,null,null,null,"4 kW"]
[null,null,null,null,"5,5 kW"]
[null,null,null,null,"7,5 kW"]
[null,null,null,null,"11 kW"]
[null,null,null,null,"15 kW"]
[null,null,null,null,"18,5 kW"]
[null,null,null,null,"22 kW"]
[null,null,null,null,"7,5 kW"]
[null,null,null,null,"11 kW"]
[null,null,null,null,"15 kW"]
[null,null,null,null,"18,5 kW"]
[null,null,null,null,"22 kW"]
[null,null,null,null,"7,5 kW"]
[null,null,null,null,"11 kW"]
[null,null,null,null,"15 kW"]
[null,null,null,null,"18,5 kW"]
[null,null,null,null,"22 kW"]
[null,null,null,null,"30 kW"]
[null,null,null,null,"7,5 kW"]
[null,null,null,null,"11 kW"]
[null,null,null,null,"15 kW"]
[null,null,null,null,"18,5 kW"]
[null,null,null,null,"22 kW"]
[null,null,null,null,"30 kW"]
[null,null,null,null,"7,5 kW"]
[null,null,null,null,"15 kW"]
[null,null,null,null,"18,5 kW"]
[null,null,null,null,"22 kW"]
[null,null,null,null,"30 kW"]
[null,null,null,null,"37 kW"]
[null,null,null,null,"45 kW"]
[null,null,null,null,"15 kW"]
[null,null,null,null,"18,5 kW"]
[null,null,null,null,"22 kW"]
[null,null,null,null,"30 kW"]
[null,null,null,null,"37 kW"]
[null,null,null,null,"45 kW"]
[null,null,null,null,"15 kW"]
[null,null,null,null,"18,5 kW"]
[null,null,null,null,"22 kW"]
[null,null,null,null,"30 kW"]
[null,null,null,null,"37 kW"]
[null,null,null,null,"45 kW"]
[null,null,null,null,"15 kW"]
[null,null,null,null,"18,5 kW"]
[null,null,null,null,"22 kW"]
[null,null,null,null,"30 kW"]
[null,null,null,null,"37 kW"]
[null,null,null,null,"45 kW"]
[null,null,null,null,"0,55 kW"]
[null,null,null,null,"0,75 kW"]
[null,null,null,null,"1,1 kW"]
[null,null,null,null,"0,55 kW"]
[null,null,null,null,"0,75 kW"]
[null,null,null,null,"1,1 kW"]
[null,null,null,null,"0,75 kW"]
[null,null,null,null,"1,1 kW"]
[null,null,null,null,"0,75 kW"]
[null,null,null,null,"1,1 kW"]
[null,null,null,null,"0,75 kW"]
[null,null,null,null,"1,1 kW"]
[null,null,null,null,"0,75 kW"]
[null,null,null,null,"1,1 kW"]
[null,null,null,null,"0,75 kW"]
[null,null,null,null,"1,1 kW"]
[null,null,null,null,"1,5 kW"]
[null,null,null,null,"0,75 kW"]
[null,null,null,null,"1,1 kW"]
[null,null,null,null,"1,5 kW"]
[null,null,null,null,"0,75 kW"]
[null,null,null,null,"1,1 kW"]
[null,null,null,null,"1,5 kW"]
[null,null,null,null,"2,2 kW"]
[null,null,null,null,"0,75 kW"]
[null,null,null,null,"1,1 kW"]
[null,null,null,null,"1,5 kW"]
[null,null,null,null,"2,2 kW"]
[null,null,null,null,"0,75 kW"]
[null,null,null,null,"1,1 kW"]
[null,null,null,null,"1,5 kW"]
[null,null,null,null,"2,2 kW"]
[null,null,null,null,"3 kW"]
[null,null,null,null,"0,75 kW"]
[null,null,null,null,"1,1 kW"]
[null,null,null,null,"1,5 kW"]
[null,null,null,null,"2,2 kW"]
[null,null,null,null,"3 kW"]
[null,null,null,null,"1,5 kW"]
[null,null,null,null,"2,2 kW"]
[null,null,null,null,"1,5 kW"]
[null,null,null,null,"2,2 kW"]
[null,null,null,null,"1,5 kW"]
[null,null,null,null,"2,2 kW"]
[null,null,null,null,"3 kW"]
[null,null,null,null,"1,5 kW"]
[null,null,null,null,"2,2 kW"]
[null,null,null,null,"3 kW"]
[null,null,null,null,"1,5 kW"]
[null,null,null,null,"2,2 kW"]
[null,null,null,null,"3 kW"]
[null,null,null,null,"1,5 kW"]
[null,null,null,null,"2,2 kW"]
[null,null,null,null,"3 kW"]
[null,null,null,null,"5,5 kW"]
[null,null,null,null,"1,5 kW"]
[null,null,null,null,"2,2 kW"]
[null,null,null,null,"3 kW"]
[null,null,null,null,"4 kW"]
[null,null,null,null,"1,5 kW"]
[null,null,null,null,"2,2 kW"]
[null,null,null,null,"3 kW"]
[null,null,null,null,"4 kW"]
[null,null,null,null,"1,5 kW"]
[null,null,null,null,"2,2 kW"]
[null,null,null,null,"3 kW"]
[null,null,null,null,"4 kW"]
[null,null,null,null,"1,5 kW"]
[null,null,null,null,"2,2 kW"]
[null,null,null,null,"3 kW"]
[null,null,null,null,"4 kW"]
[null,null,null,null,"5,5 kW"]
[null,null,null,null,"2,2 kW"]
[null,null,null,null,"3 kW"]
[null,null,null,null,"4 kW"]
[null,null,null,null,"7,5 kW"]
[null,null,null,null,"2,2 kW"]
[null,null,null,null,"3 kW"]
[null,null,null,null,"4 kW"]
[null,null,null,null,"5,5 kW"]
[null,null,null,null,"7,5 kW"]
[null,null,null,null,"11 kW"]
[null,null,null,null,"2,2 kW"]
[null,null,null,null,"3 kW"]
[null,null,null,null,"4 kW"]
[null,null,null,null,"7,5 kW"]
[null,null,null,null,"11 kW"]
[null,null,null,null,"2,2 kW"]
[null,null,null,null,"3 kW"]
[null,null,null,null,"4 kW"]
[null,null,null,null,"5,5 kW"]
[null,null,null,null,"7,5 kW"]
[null,null,null,null,"11 kW"]
[null,null,null,null,"15 kW"]
[null,null,null,null,"4 kW"]
[null,null,null,null,"7,5 kW"]
[null,null,null,null,"11 kW"]
[null,null,null,null,"15 kW"]
[null,null,null,null,"4 kW"]
[null,null,null,null,"5,5 kW"]
[null,null,null,null,"7,5 kW"]
[null,null,null,null,"11 kW"]
[null,null,null,null,"15 kW"]
[null,null,null,null,"18,5 kW"]
[null,null,null,null,"22 kW"]
[null,null,null,null,"7,5 kW"]
[null,null,null,null,"11 kW"]
[null,null,null,null,"15 kW"]
[null,null,null,null,"18,5 kW"]
[null,null,null,null,"22 kW"]
[null,null,null,null,"5,5 kW"]
[null,null,null,null,"7,5 kW"]
[null,null,null,null,"0,55/0,2 kW"]
[null,null,null,null,"0,55/0,2 kW"]
[null,null,null,null,"0,55/0,2 kW"]
[null,null,null,null,"0,75/0,25 kW"]
[null,null,null,null,"1,1/0,3 kW"]
[null,null,null,null,"0,55/0,2 kW"]
[null,null,null,null,"0,75/0,25 kW"]
[null,null,null,null,"1,1/0,3 kW"]
[null,null,null,null,"1,5/0,37 kW"]
[null,null,null,null,"0,55/0,2 kW"]
[null,null,null,null,"0,75/0,25 kW"]
[null,null,null,null,"1,1/0,3 kW"]
[null,null,null,null,"1,5/0,37 kW"]
[null,null,null,null,"2,2/0,7 kW"]
[null,null,null,null,"3/1 kW"]
[null,null,null,null,"0,75/0,25 kW"]
[null,null,null,null,"1,1/0,3 kW"]
[null,null,null,null,"1,5/0,37 kW"]
[null,null,null,null,"2,2/0,7 kW"]
[null,null,null,null,"3/1 kW"]
[null,null,null,null,"4,5/1,5 kW"]
[null,null,null,null,"6/2,2 kW"]
[null,null,null,null,"1,1/0,3 kW"]
[null,null,null,null,"1,5/0,37 kW"]
[null,null,null,null,"2,2/0,7 kW"]
[null,null,null,null,"3/1 kW"]
[null,null,null,null,"4,5/1,5 kW"]
[null,null,null,null,"6/2,2 kW"]
[null,null,null,null,"1,1/0,3 kW"]
[null,null,null,null,"1,5/0,37 kW"]
[null,null,null,null,"2,2/0,7 kW"]
[null,null,null,null,"3/1 kW"]
[null,null,null,null,"4,5/1,5 kW"]
[null,null,null,null,"6/2,2 kW"]
[null,null,null,null,"1,5/0,37 kW"]
[null,null,null,null,"2,2/0,7 kW"]
[null,null,null,null,"3/1 kW"]
[null,null,null,null,"4,5/1,5 kW"]
[null,null,null,null,"6/2,2 kW"]
[null,null,null,null,"2,2/0,7 kW"]
[null,null,null,null,"3/1 kW"]
[null,null,null,null,"4,5/1,5 kW"]
[null,null,null,null,"6/2,2 kW"]
[null,null,null,null,"10/3,3 kW"]
[null,null,null,null,"2,2/0,7 kW"]
[null,null,null,null,"3/1 kW"]
[null,null,null,null,"4,5/1,5 kW"]
[null,null,null,null,"6/2,2 kW"]
[null,null,null,null,"10/3,3 kW"]
[null,null,null,null,"14/4,5 kW"]
[null,null,null,null,"2,2/0,7 kW"]
[null,null,null,null,"3/1 kW"]
[null,null,null,null,"4,5/1,5 kW"]
[null,null,null,null,"6/2,2 kW"]
[null,null,null,null,"10/3,3 kW"]
[null,null,null,null,"14/4,5 kW"]
[null,null,null,null,"4,5/1,5 kW"]
[null,null,null,null,"6/2,2 kW"]
[null,null,null,null,"10/3,3 kW"]
[null,null,null,null,"14/4,5 kW"]
[null,null,null,null,"2,2/0,7 kW"]
[null,null,null,null,"3/1 kW"]
[null,null,null,null,"4,5/1,5 kW"]
[null,null,null,null,"6/2,2 kW"]
[null,null,null,null,"10/3,3 kW"]
[null,null,null,null,"14/4,5 kW"]
[null,null,null,null,"16/6,5 kW"]
[null,null,null,null,"20/8,5 kW"]
[null,null,null,null,"4,5/1,5 kW"]
[null,null,null,null,"6/2,2 kW"]
[null,null,null,null,"10/3,3 kW"]
[null,null,null,null,"14/4,5 kW"]
[null,null,null,null,"16/6,5 kW"]
[null,null,null,null,"20/8,5 kW"]
[null,null,null,null,"6/2,2 kW"]
[null,null,null,null,"10/3,3 kW"]
[null,null,null,null,"14/4,5 kW"]
[null,null,null,null,"16/6,5 kW"]
[null,null,null,null,"20/8,5 kW"]
[null,null,null,null,"26/9 kW"]
[null,null,null,null,"34/12 kW"]
[null,null,null,null,"6/2,2 kW"]
[null,null,null,null,"10/3,3 kW"]
[null,null,null,null,"14/4,5 kW"]
[null,null,null,null,"16/6,5 kW"]
[null,null,null,null,"20/8,5 kW"]
[null,null,null,null,"26/9 kW"]
[null,null,null,null,"34/12 kW"]
[null,null,null,null,"40/14 kW"]
[null,null,null,null,"14/4,5 kW"]
[null,null,null,null,"16/6,5 kW"]
[null,null,null,null,"20/8,5 kW"]
[null,null,null,null,"26/9 kW"]
[null,null,null,null,"34/12 kW"]
[null,null,null,null,"40/14 kW"]
[null,null,null,null,"0,55/0,09 kW"]
[null,null,null,null,"0,55/0,09 kW"]
[null,null,null,null,"0,55/0,09 kW"]
[null,null,null,null,"0,75/0,12 kW"]
[null,null,null,null,"1,1/0,18 kW"]
[null,null,null,null,"0,55/0,09 kW"]
[null,null,null,null,"0,75/0,12 kW"]
[null,null,null,null,"1,1/0,18 kW"]
[null,null,null,null,"1,5/0,25 kW"]
[null,null,null,null,"2,2/0,37 kW"]
[null,null,null,null,"0,55/0,09 kW"]
[null,null,null,null,"0,75/0,12 kW"]
[null,null,null,null,"1,1/0,18 kW"]
[null,null,null,null,"1,5/0,25 kW"]
[null,null,null,null,"2,2/0,37 kW"]
[null,null,null,null,"3/0,55 kW"]
[null,null,null,null,"0,75/0,12 kW"]
[null,null,null,null,"1,1/0,18 kW"]
[null,null,null,null,"1,5/0,25 kW"]
[null,null,null,null,"2,2/0,37 kW"]
[null,null,null,null,"3/0,55 kW"]
[null,null,null,null,"4/0,75 kW"]
[null,null,null,null,"5,5/1,1 kW"]
[null,null,null,null,"1,1/0,18 kW"]
[null,null,null,null,"1,5/0,25 kW"]
[null,null,null,null,"2,2/0,37 kW"]
[null,null,null,null,"3/0,55 kW"]
[null,null,null,null,"4/0,75 kW"]
[null,null,null,null,"5,5/1,1 kW"]
[null,null,null,null,"1,1/0,18 kW"]
[null,null,null,null,"1,5/0,25 kW"]
[null,null,null,null,"2,2/0,37 kW"]
[null,null,null,null,"3/0,55 kW"]
[null,null,null,null,"4/0,75 kW"]
[null,null,null,null,"5,5/1,1 kW"]
[null,null,null,null,"1,5/0,25 kW"]
[null,null,null,null,"2,2/0,37 kW"]
[null,null,null,null,"3/0,55 kW"]
[null,null,null,null,"4/0,75 kW"]
[null,null,null,null,"5,5/1,1 kW"]
[null,null,null,null,"7,5/1,5 kW"]
[null,null,null,null,"2,2/0,37 kW"]
[null,null,null,null,"3/0,55 kW"]
[null,null,null,null,"4/0,75 kW"]
[null,null,null,null,"5,5/1,1 kW"]
[null,null,null,null,"7,5/1,5 kW"]
[null,null,null,null,"2,2/0,37 kW"]
[null,null,null,null,"3/0,55 kW"]
[null,null,null,null,"4/0,75 kW"]
[null,null,null,null,"5,5/1,1 kW"]
[null,null,null,null,"7,5/1,5 kW"]
[null,null,null,null,"11/3 kW"]
[null,null,null,null,"2,2/0,37 kW"]
[null,null,null,null,"3/0,55 kW"]
[null,null,null,null,"4/0,75 kW"]
[null,null,null,null,"5,5/1,1 kW"]
[null,null,null,null,"7,5/1,5 kW"]
[null,null,null,null,"11/3 kW"]
[null,null,null,null,"14/3,5 kW"]
[null,null,null,null,"4/0,75 kW"]
[null,null,null,null,"5,5/1,1 kW"]
[null,null,null,null,"7,5/1,5 kW"]
[null,null,null,null,"11/3 kW"]
[null,null,null,null,"2,2/0,37 kW"]
[null,null,null,null,"3/0,55 kW"]
[null,null,null,null,"4/0,75 kW"]
[null,null,null,null,"5,5/1,1 kW"]
[null,null,null,null,"7,5/1,5 kW"]
[null,null,null,null,"11/3 kW"]
[null,null,null,null,"14/3,5 kW"]
[null,null,null,null,"17/4,3 kW"]
[null,null,null,null,"20/5 kW"]
[null,null,null,null,"4/0,75 kW"]
[null,null,null,null,"5,5/1,1 kW"]
[null,null,null,null,"7,5/1,5 kW"]
[null,null,null,null,"11/3 kW"]
[null,null,null,null,"14/3,5 kW"]
[null,null,null,null,"17/4,3 kW"]
[null,null,null,null,"20/5 kW"]
[null,null,null,null,"5,5/1,1 kW"]
[null,null,null,null,"7,5/1,5 kW"]
[null,null,null,null,"11/3 kW"]
[null,null,null,null,"14/3,5 kW"]
[null,null,null,null,"17/4,3 kW"]
[null,null,null,null,"20/5 kW"]
[null,null,null,null,"28/6,5 kW"]
[null,null,null,null,"30/8 kW"]
[null,null,null,null,"5,5/1,1 kW"]
[null,null,null,null,"7,5/1,5 kW"]
[null,null,null,null,"11/3 kW"]
[null,null,null,null,"14/3,5 kW"]
[null,null,null,null,"17/4,3 kW"]
[null,null,null,null,"20/5 kW"]
[null,null,null,null,"28/6,5 kW"]
[null,null,null,null,"30/8 kW"]
[null,null,null,null,"37/9,2 kW"]
[null,null,null,null,"44/11 kW"]
[null,null,null,null,"14/3,5 kW"]
[null,null,null,null,"17/4,3 kW"]
[null,null,null,null,"20/5 kW"]
[null,null,null,null,"28/6,5 kW"]
[null,null,null,null,"30/8 kW"]
[null,null,null,null,"37/9,2 kW"]
[null,null,null,null,"44/11 kW"]
[null,null,null,null,"0,55/0,09 kW"]
[null,null,null,null,"0,55/0,09 kW"]
[null,null,null,null,"0,75/0,12 kW"]
[null,null,null,null,"0,55/0,09 kW"]
[null,null,null,null,"0,75/0,12 kW"]
[null,null,null,null,"1,1/0,18 kW"]
[null,null,null,null,"0,55/0,09 kW"]
[null,null,null,null,"0,75/0,12 kW"]
[null,null,null,null,"1,1/0,18 kW"]
[null,null,null,null,"0,55/0,09 kW"]
[null,null,null,null,"0,75/0,12 kW"]
[null,null,null,null,"1,1/0,18 kW"]
[null,null,null,null,"1,5/0,25 kW"]
[null,null,null,null,"0,55/0,09 kW"]
[null,null,null,null,"0,75/0,12 kW"]
[null,null,null,null,"1,1/0,18 kW"]
[null,null,null,null,"1,5/0,25 kW"]
[null,null,null,null,"2,2/0,37 kW"]
[null,null,null,null,"0,75/0,12 kW"]
[null,null,null,null,"1,1/0,18 kW"]
[null,null,null,null,"1,5/0,25 kW"]
[null,null,null,null,"2,2/0,37 kW"]
[null,null,null,null,"3/0,55 kW"]
[null,null,null,null,"1,1/0,18 kW"]
[null,null,null,null,"1,5/0,25 kW"]
[null,null,null,null,"1,1/0,18 kW"]
[null,null,null,null,"1,5/0,25 kW"]
[null,null,null,null,"2,2/0,37 kW"]
[null,null,null,null,"3/0,55 kW"]
[null,null,null,null,"1,1/0,18 kW"]
[null,null,null,null,"1,5/0,25 kW"]
[null,null,null,null,"2,2/0,37 kW"]
[null,null,null,null,"3/0,55 kW"]
[null,null,null,null,"1,1/0,18 kW"]
[null,null,null,null,"1,5/0,25 kW"]
[null,null,null,null,"2,2/0,37 kW"]
[null,null,null,null,"3/0,55 kW"]
[null,null,null,null,"4/0,65 kW"]
[null,null,null,null,"1,1/0,18 kW"]
[null,null,null,null,"1,5/0,25 kW"]
[null,null,null,null,"2,2/0,37 kW"]
[null,null,null,null,"3/0,55 kW"]
[null,null,null,null,"4/0,65 kW"]
[null,null,null,null,"6/1,2 kW"]
[null,null,null,null,"1,5/0,25 kW"]
[null,null,null,null,"2,2/0,37 kW"]
[null,null,null,null,"3/0,55 kW"]
[null,null,null,null,"4/0,65 kW"]
[null,null,null,null,"6/1,2 kW"]
[null,null,null,null,"7,5/1,5 kW"]
[null,null,null,null,"1,5/0,25 kW"]
[null,null,null,null,"12/2,4 kW"]
[null,null,null,null,"2,2/0,37 kW"]
[null,null,null,null,"3/0,55 kW"]
[null,null,null,null,"4/0,65 kW"]
[null,null,null,null,"6/1,2 kW"]
[null,null,null,null,"7,5/1,5 kW"]
[null,null,null,null,"12/2,4 kW"]
[null,null,null,null,"17/4,3 kW"]
[null,null,null,null,"3/0,55 kW"]
[null,null,null,null,"4/0,65 kW"]
[null,null,null,null,"6/1,2 kW"]
[null,null,null,null,"7,5/1,5 kW"]
[null,null,null,null,"12/2,4 kW"]
[null,null,null,null,"17/4,3 kW"]
[null,null,null,null,"20/5 kW"]
[null,null,null,null,"28/6,5 kW"]
[null,null,null,null,"4/0,65 kW"]
[null,null,null,null,"6/1,2 kW"]
[null,null,null,null,"7,5/1,5 kW"]
[null,null,null,null,"1,1 kW"]
[null,null,null,null,"1,5 kW"]
[null,null,null,null,"2,2 kW"]
[null,null,null,null,"3 kW"]
[null,null,null,null,"4 kW"]
[null,null,null,null,"5,5 kW"]
[null,null,null,null,"1,1 kW"]
[null,null,null,null,"1,5 kW"]
[null,null,null,null,"2,2 kW"]
[null,null,null,null,"3 kW"]
[null,null,null,null,"4 kW"]
[null,null,null,null,"5,5 kW"]
[null,null,null,null,"1,5 kW"]
[null,null,null,null,"2,2 kW"]
[null,null,null,null,"3 kW"]
[null,null,null,null,"4 kW"]
[null,null,null,null,"5,5 kW"]
[null,null,null,null,"7,5 kW"]
[null,null,null,null,"1,5 kW"]
[null,null,null,null,"2,2 kW"]
[null,null,null,null,"3 kW"]
[null,null,null,null,"4 kW"]
[null,null,null,null,"5,5 kW"]
[null,null,null,null,"7,5 kW"]
[null,null,null,null,"2,2 kW"]
[null,null,null,null,"3 kW"]
[null,null,null,null,"4 kW"]
[null,null,null,null,"5,5 kW"]
[null,null,null,null,"7,5 kW"]
[null,null,null,null,"2,2 kW"]
[null,null,null,null,"3 kW"]
[null,null,null,null,"4 kW"]
[null,null,null,null,"5,5 kW"]
[null,null,null,null,"7,5 kW"]
[null,null,null,null,"2,2 kW"]
[null,null,null,null,"3 kW"]
[null,null,null,null,"4 kW"]
[null,null,null,null,"5,5 kW"]
[null,null,null,null,"7,5 kW"]
[null,null,null,null,"2,2 kW"]
[null,null,null,null,"3 kW"]
[null,null,null,null,"4 kW"]
[null,null,null,null,"5,5 kW"]
[null,null,null,null,"7,5 kW"]
[null,null,null,null,"11 kW"]
[null,null,null,null,"3 kW"]
[null,null,null,null,"4 kW"]
[null,null,null,null,"5,5 kW"]
[null,null,null,null,"7,5 kW"]
[null,null,null,null,"11 kW"]
[null,null,null,null,"3 kW"]
[null,null,null,null,"4 kW"]
[null,null,null,null,"5,5 kW"]
[null,null,null,null,"7,5 kW"]
[null,null,null,null,"11 kW"]
[null,null,null,null,"15 kW"]
[null,null,null,null,"5,5 kW"]
[null,null,null,null,"7,5 kW"]
[null,null,null,null,"11 kW"]
[null,null,null,null,"15 kW"]
[null,null,null,null,"5,5 kW"]
[null,null,null,null,"7,5 kW"]
[null,null,null,null,"11 kW"]
[null,null,null,null,"3 kW"]
[null,null,null,null,"4 kW"]
[null,null,null,null,"5,5 kW"]
[null,null,null,null,"7,5 kW"]
[null,null,null,null,"11 kW"]
[null,null,null,null,"3 kW"]
[null,null,null,null,"4 kW"]
[null,null,null,null,"5,5 kW"]
[null,null,null,null,"7,5 kW"]
[null,null,null,null,"11 kW"]
[null,null,null,null,"15 kW"]
[null,null,null,null,"18,5 kW"]
[null,null,null,null,"4 kW"]
[null,null,null,null,"5,5 kW"]
[null,null,null,null,"7,5 kW"]
[null,null,null,null,"11 kW"]
[null,null,null,null,"15 kW"]
[null,null,null,null,"18,5 kW"]
[null,null,null,null,"4 kW"]
[null,null,null,null,"5,5 kW"]
[null,null,null,null,"7,5 kW"]
[null,null,null,null,"11 kW"]
[null,null,null,null,"15 kW"]
[null,null,null,null,"18,5 kW"]
[null,null,null,null,"22 kW"]
[null,null,null,null,"7,5 kW"]
[null,null,null,null,"11 kW"]
[null,null,null,null,"15 kW"]
[null,null,null,null,"18,5 kW"]
[null,null,null,null,"22 kW"]
[null,null,null,null,"7,5 kW"]
[null,null,null,null,"11 kW"]
[null,null,null,null,"15 kW"]
[null,null,null,null,"18,5 kW"]
[null,null,null,null,"22 kW"]
[null,null,null,null,"30 kW"]
[null,null,null,null,"7,5 kW"]
[null,null,null,null,"11 kW"]
[null,null,null,null,"15 kW"]
[null,null,null,null,"18,5 kW"]
[null,null,null,null,"22 kW"]
[null,null,null,null,"30 kW"]
[null,null,null,null,"7,5 kW"]
[null,null,null,null,"15 kW"]
[null,null,null,null,"18,5 kW"]
[null,null,null,null,"22 kW"]
[null,null,null,null,"30 kW"]
[null,null,null,null,"37 kW"]
[null,null,null,null,"15 kW"]
[null,null,null,null,"18,5 kW"]
[null,null,null,null,"22 kW"]
[null,null,null,null,"30 kW"]
[null,null,null,null,"37 kW"]
[null,null,null,null,"15 kW"]
[null,null,null,null,"18,5 kW"]
[null,null,null,null,"22 kW"]
[null,null,null,null,"30 kW"]
[null,null,null,null,"37 kW"]
[null,null,null,null,"15 kW"]
[null,null,null,null,"18,5 kW"]
[null,null,null,null,"22 kW"]
[null,null,null,null,"30 kW"]
[null,null,null,null,"37 kW"]
[null,null,null,null,"1,1/0,3 kW"]
[null,null,null,null,"1,5/0,37 kW"]
[null,null,null,null,"2,2/0,7 kW"]
[null,null,null,null,"3/1 kW"]
[null,null,null,null,"4,5/1,5 kW"]
[null,null,null,null,"6/2,2 kW"]
[null,null,null,null,"1,5/0,37 kW"]
[null,null,null,null,"2,2/0,7 kW"]
[null,null,null,null,"3/1 kW"]
[null,null,null,null,"4,5/1,5 kW"]
[null,null,null,null,"6/2,2 kW"]
[null,null,null,null,"2,2/0,7 kW"]
[null,null,null,null,"3/1 kW"]
[null,null,null,null,"4,5/1,5 kW"]
[null,null,null,null,"6/2,2 kW"]
[null,null,null,null,"10/3,3 kW"]
[null,null,null,null,"2,2/0,7 kW"]
[null,null,null,null,"3/1 kW"]
[null,null,null,null,"4,5/1,5 kW"]
[null,null,null,null,"6/2,2 kW"]
[null,null,null,null,"10/3,3 kW"]
[null,null,null,null,"14/4,5 kW"]
[null,null,null,null,"2,2/0,7 kW"]
[null,null,null,null,"3/1 kW"]
[null,null,null,null,"4,5/1,5 kW"]
[null,null,null,null,"6/2,2 kW"]
[null,null,null,null,"10/3,3 kW"]
[null,null,null,null,"14/4,5 kW"]
[null,null,null,null,"16/6,5 kW"]
[null,null,null,null,"4,5/1,5 kW"]
[null,null,null,null,"6/2,2 kW"]
[null,null,null,null,"10/3,3 kW"]
[null,null,null,null,"14/4,5 kW"]
[null,null,null,null,"2,2/0,7 kW"]
[null,null,null,null,"3/1 kW"]
[null,null,null,null,"4,5/1,5 kW"]
[null,null,null,null,"6/2,2 kW"]
[null,null,null,null,"10/3,3 kW"]
[null,null,null,null,"14/4,5 kW"]
[null,null,null,null,"16/6,5 kW"]
[null,null,null,null,"20/8,5 kW"]
[null,null,null,null,"4,5/1,5 kW"]
[null,null,null,null,"6/2,2 kW"]
[null,null,null,null,"10/3,3 kW"]
[null,null,null,null,"14/4,5 kW"]
[null,null,null,null,"16/6,5 kW"]
[null,null,null,null,"20/8,5 kW"]
[null,null,null,null,"6/2,2 kW"]
[null,null,null,null,"10/3,3 kW"]
[null,null,null,null,"14/4,5 kW"]
[null,null,null,null,"16/6,5 kW"]
[null,null,null,null,"20/8,5 kW"]
[null,null,null,null,"26/9 kW"]
[null,null,null,null,"34/12 kW"]
[null,null,null,null,"6/2,2 kW"]
[null,null,null,null,"10/3,3 kW"]
[null,null,null,null,"14/4,5 kW"]
[null,null,null,null,"16/6,5 kW"]
[null,null,null,null,"20/8,5 kW"]
[null,null,null,null,"26/9 kW"]
[null,null,null,null,"34/12 kW"]
[null,null,null,null,"40/14 kW"]
[null,null,null,null,"14/4,5 kW"]
[null,null,null,null,"16/6,5 kW"]
[null,null,null,null,"20/8,5 kW"]
[null,null,null,null,"26/9 kW"]
[null,null,null,null,"34/12 kW"]
[null,null,null,null,"40/14 kW"]
[null,null,null,null,"1,1/0,18 kW"]
[null,null,null,null,"1,5/0,25 kW"]
[null,null,null,null,"2,2/0,37 kW"]
[null,null,null,null,"3/0,55 kW"]
[null,null,null,null,"4/0,75 kW"]
[null,null,null,null,"5,5/1,1 kW"]
[null,null,null,null,"1,5/0,25 kW"]
[null,null,null,null,"2,2/0,37 kW"]
[null,null,null,null,"3/0,55 kW"]
[null,null,null,null,"4/0,75 kW"]
[null,null,null,null,"5,5/1,1 kW"]
[null,null,null,null,"7,5/1,5 kW"]
[null,null,null,null,"2,2/0,37 kW"]
[null,null,null,null,"3/0,55 kW"]
[null,null,null,null,"4/0,75 kW"]
[null,null,null,null,"5,5/1,1 kW"]
[null,null,null,null,"7,5/1,5 kW"]
[null,null,null,null,"2,2/0,37 kW"]
[null,null,null,null,"3/0,55 kW"]
[null,null,null,null,"4/0,75 kW"]
[null,null,null,null,"5,5/1,1 kW"]
[null,null,null,null,"7,5/1,5 kW"]
[null,null,null,null,"11/3 kW"]
[null,null,null,null,"2,2/0,37 kW"]
[null,null,null,null,"3/0,55 kW"]
[null,null,null,null,"4/0,75 kW"]
[null,null,null,null,"5,5/1,1 kW"]
[null,null,null,null,"7,5/1,5 kW"]
[null,null,null,null,"11/3 kW"]
[null,null,null,null,"14/3,5 kW"]
[null,null,null,null,"17/4,3 kW"]
[null,null,null,null,"4/0,75 kW"]
[null,null,null,null,"5,5/1,1 kW"]
[null,null,null,null,"7,5/1,5 kW"]
[null,null,null,null,"11/3 kW"]
[null,null,null,null,"2,2/0,37 kW"]
[null,null,null,null,"3/0,55 kW"]
[null,null,null,null,"4/0,75 kW"]
[null,null,null,null,"5,5/1,1 kW"]
[null,null,null,null,"7,5/1,5 kW"]
[null,null,null,null,"11/3 kW"]
[null,null,null,null,"14/3,5 kW"]
[null,null,null,null,"17/4,3 kW"]
[null,null,null,null,"20/5 kW"]
[null,null,null,null,"4/0,75 kW"]
[null,null,null,null,"5,5/1,1 kW"]
[null,null,null,null,"7,5/1,5 kW"]
[null,null,null,null,"11/3 kW"]
[null,null,null,null,"14/3,5 kW"]
[null,null,null,null,"17/4,3 kW"]
[null,null,null,null,"20/5 kW"]
[null,null,null,null,"5,5/1,1 kW"]
[null,null,null,null,"7,5/1,5 kW"]
[null,null,null,null,"11/3 kW"]
[null,null,null,null,"14/3,5 kW"]
[null,null,null,null,"17/4,3 kW"]
[null,null,null,null,"20/5 kW"]
[null,null,null,null,"28/6,5 kW"]
[null,null,null,null,"30/8 kW"]
[null,null,null,null,"5,5/1,1 kW"]
[null,null,null,null,"7,5/1,5 kW"]
[null,null,null,null,"11/3 kW"]
[null,null,null,null,"14/3,5 kW"]
[null,null,null,null,"17/4,3 kW"]
[null,null,null,null,"20/5 kW"]
[null,null,null,null,"28/6,5 kW"]
[null,null,null,null,"30/8 kW"]
[null,null,null,null,"37/9,2 kW"]
[null,null,null,null,"14/3,5 kW"]
[null,null,null,null,"17/4,3 kW"]
[null,null,null,null,"20/5 kW"]
[null,null,null,null,"28/6,5 kW"]
[null,null,null,null,"30/8 kW"]
[null,null,null,null,"37/9,2 kW"]
[null,null,null,null,"1,1 kW"]
[null,null,null,null,"1,5 kW"]
[null,null,null,null,"2,2 kW"]
[null,null,null,null,"3 kW"]
[null,null,null,null,"4 kW"]
[null,null,null,null,"5,5 kW"]
[null,null,null,null,"1,1 kW"]
[null,null,null,null,"1,5 kW"]
[null,null,null,null,"2,2 kW"]
[null,null,null,null,"3 kW"]
[null,null,null,null,"4 kW"]
[null,null,null,null,"5,5 kW"]
[null,null,null,null,"1,5 kW"]
[null,null,null,null,"2,2 kW"]
[null,null,null,null,"3 kW"]
[null,null,null,null,"4 kW"]
[null,null,null,null,"5,5 kW"]
[null,null,null,null,"7,5 kW"]
[null,null,null,null,"1,5 kW"]
[null,null,null,null,"2,2 kW"]
[null,null,null,null,"3 kW"]
[null,null,null,null,"4 kW"]
[null,null,null,null,"5,5 kW"]
[null,null,null,null,"7,5 kW"]
[null,null,null,null,"2,2 kW"]
[null,null,null,null,"3 kW"]
[null,null,null,null,"4 kW"]
[null,null,null,null,"5,5 kW"]
[null,null,null,null,"7,5 kW"]
[null,null,null,null,"2,2 kW"]
[null,null,null,null,"3 kW"]
[null,null,null,null,"4 kW"]
[null,null,null,null,"5,5 kW"]
[null,null,null,null,"7,5 kW"]
[null,null,null,null,"2,2 kW"]
[null,null,null,null,"3 kW"]
[null,null,null,null,"4 kW"]
[null,null,null,null,"5,5 kW"]
[null,null,null,null,"7,5 kW"]
[null,null,null,null,"2,2 kW"]
[null,null,null,null,"3 kW"]
[null,null,null,null,"4 kW"]
[null,null,null,null,"5,5 kW"]
[null,null,null,null,"7,5 kW"]
[null,null,null,null,"11 kW"]
[null,null,null,null,"3 kW"]
[null,null,null,null,"4 kW"]
[null,null,null,null,"5,5 kW"]
[null,null,null,null,"7,5 kW"]
[null,null,null,null,"11 kW"]
[null,null,null,null,"3 kW"]
[null,null,null,null,"4 kW"]
[null,null,null,null,"5,5 kW"]
[null,null,null,null,"7,5 kW"]
[null,null,null,null,"11 kW"]
[null,null,null,null,"15 kW"]
[null,null,null,null,"5,5 kW"]
[null,null,null,null,"7,5 kW"]
[null,null,null,null,"11 kW"]
[null,null,null,null,"15 kW"]
[null,null,null,null,"5,5 kW"]
[null,null,null,null,"7,5 kW"]
[null,null,null,null,"11 kW"]
[null,null,null,null,"3 kW"]
[null,null,null,null,"4 kW"]
[null,null,null,null,"5,5 kW"]
[null,null,null,null,"7,5 kW"]
[null,null,null,null,"11 kW"]
[null,null,null,null,"3 kW"]
[null,null,null,null,"4 kW"]
[null,null,null,null,"5,5 kW"]
[null,null,null,null,"7,5 kW"]
[null,null,null,null,"11 kW"]
[null,null,null,null,"15 kW"]
[null,null,null,null,"18,5 kW"]
[null,null,null,null,"4 kW"]
[null,null,null,null,"5,5 kW"]
[null,null,null,null,"7,5 kW"]
[null,null,null,null,"11 kW"]
[null,null,null,null,"15 kW"]
[null,null,null,null,"18,5 kW"]
[null,null,null,null,"4 kW"]
[null,null,null,null,"5,5 kW"]
[null,null,null,null,"7,5 kW"]
[null,null,null,null,"11 kW"]
[null,null,null,null,"15 kW"]
[null,null,null,null,"18,5 kW"]
[null,null,null,null,"22 kW"]
[null,null,null,null,"7,5 kW"]
[null,null,null,null,"11 kW"]
[null,null,null,null,"15 kW"]
[null,null,null,null,"18,5 kW"]
[null,null,null,null,"22 kW"]
[null,null,null,null,"7,5 kW"]
[null,null,null,null,"11 kW"]
[null,null,null,null,"15 kW"]
[null,null,null,null,"18,5 kW"]
[null,null,null,null,"22 kW"]
[null,null,null,null,"30 kW"]
[null,null,null,null,"7,5 kW"]
[null,null,null,null,"11 kW"]
[null,null,null,null,"15 kW"]
[null,null,null,null,"18,5 kW"]
[null,null,null,null,"22 kW"]
[null,null,null,null,"30 kW"]
[null,null,null,null,"7,5 kW"]
[null,null,null,null,"15 kW"]
[null,null,null,null,"18,5 kW"]
[null,null,null,null,"22 kW"]
[null,null,null,null,"30 kW"]
[null,null,null,null,"37 kW"]
[null,null,null,null,"15 kW"]
[null,null,null,null,"18,5 kW"]
[null,null,null,null,"22 kW"]
[null,null,null,null,"30 kW"]
[null,null,null,null,"37 kW"]
[null,null,null,null,"15 kW"]
[null,null,null,null,"18,5 kW"]
[null,null,null,null,"22 kW"]
[null,null,null,null,"30 kW"]
[null,null,null,null,"37 kW"]
[null,null,null,null,"15 kW"]
[null,null,null,null,"18,5 kW"]
[null,null,null,null,"22 kW"]
[null,null,null,null,"30 kW"]
[null,null,null,null,"37 kW"]
[null,null,null,null,"1,1/0,3 kW"]
[null,null,null,null,"1,5/0,37 kW"]
[null,null,null,null,"2,2/0,7 kW"]
[null,null,null,null,"3/1 kW"]
[null,null,null,null,"4,5/1,5 kW"]
[null,null,null,null,"6/2,2 kW"]
[null,null,null,null,"1,5/0,37 kW"]
[null,null,null,null,"2,2/0,7 kW"]
[null,null,null,null,"3/1 kW"]
[null,null,null,null,"4,5/1,5 kW"]
[null,null,null,null,"6/2,2 kW"]
[null,null,null,null,"2,2/0,7 kW"]
[null,null,null,null,"3/1 kW"]
[null,null,null,null,"4,5/1,5 kW"]
[null,null,null,null,"6/2,2 kW"]
[null,null,null,null,"10/3,3 kW"]
[null,null,null,null,"2,2/0,7 kW"]
[null,null,null,null,"3/1 kW"]
[null,null,null,null,"4,5/1,5 kW"]
[null,null,null,null,"6/2,2 kW"]
[null,null,null,null,"10/3,3 kW"]
[null,null,null,null,"14/4,5 kW"]
[null,null,null,null,"2,2/0,7 kW"]
[null,null,null,null,"3/1 kW"]
[null,null,null,null,"4,5/1,5 kW"]
[null,null,null,null,"6/2,2 kW"]
[null,null,null,null,"10/3,3 kW"]
[null,null,null,null,"14/4,5 kW"]
[null,null,null,null,"16/6,5 kW"]
[null,null,null,null,"4,5/1,5 kW"]
[null,null,null,null,"6/2,2 kW"]
[null,null,null,null,"10/3,3 kW"]
[null,null,null,null,"14/4,5 kW"]
[null,null,null,null,"2,2/0,7 kW"]
[null,null,null,null,"3/1 kW"]
[null,null,null,null,"4,5/1,5 kW"]
[null,null,null,null,"6/2,2 kW"]
[null,null,null,null,"10/3,3 kW"]
[null,null,null,null,"14/4,5 kW"]
[null,null,null,null,"16/6,5 kW"]
[null,null,null,null,"20/8,5 kW"]
[null,null,null,null,"4,5/1,5 kW"]
[null,null,null,null,"6/2,2 kW"]
[null,null,null,null,"10/3,3 kW"]
[null,null,null,null,"14/4,5 kW"]
[null,null,null,null,"16/6,5 kW"]
[null,null,null,null,"20/8,5 kW"]
[null,null,null,null,"6/2,2 kW"]
[null,null,null,null,"10/3,3 kW"]
[null,null,null,null,"14/4,5 kW"]
[null,null,null,null,"16/6,5 kW"]
[null,null,null,null,"20/8,5 kW"]
[null,null,null,null,"26/9 kW"]
[null,null,null,null,"34/12 kW"]
[null,null,null,null,"6/2,2 kW"]
[null,null,null,null,"10/3,3 kW"]
[null,null,null,null,"14/4,5 kW"]
[null,null,null,null,"16/6,5 kW"]
[null,null,null,null,"20/8,5 kW"]
[null,null,null,null,"26/9 kW"]
[null,null,null,null,"34/12 kW"]
[null,null,null,null,"40/14 kW"]
[null,null,null,null,"14/4,5 kW"]
[null,null,null,null,"16/6,5 kW"]
[null,null,null,null,"20/8,5 kW"]
[null,null,null,null,"26/9 kW"]
[null,null,null,null,"34/12 kW"]
[null,null,null,null,"40/14 kW"]
[null,null,null,null,"1,1/0,18 kW"]
[null,null,null,null,"1,5/0,25 kW"]
[null,null,null,null,"2,2/0,37 kW"]
[null,null,null,null,"3/0,55 kW"]
[null,null,null,null,"4/0,75 kW"]
[null,null,null,null,"5,5/1,1 kW"]
[null,null,null,null,"1,5/0,25 kW"]
[null,null,null,null,"2,2/0,37 kW"]
[null,null,null,null,"3/0,55 kW"]
[null,null,null,null,"4/0,75 kW"]
[null,null,null,null,"5,5/1,1 kW"]
[null,null,null,null,"7,5/1,5 kW"]
[null,null,null,null,"2,2/0,37 kW"]
[null,null,null,null,"3/0,55 kW"]
[null,null,null,null,"4/0,75 kW"]
[null,null,null,null,"5,5/1,1 kW"]
[null,null,null,null,"7,5/1,5 kW"]
[null,null,null,null,"2,2/0,37 kW"]
[null,null,null,null,"3/0,55 kW"]
[null,null,null,null,"4/0,75 kW"]
[null,null,null,null,"5,5/1,1 kW"]
[null,null,null,null,"7,5/1,5 kW"]
[null,null,null,null,"11/3 kW"]
[null,null,null,null,"2,2/0,37 kW"]
[null,null,null,null,"3/0,55 kW"]
[null,null,null,null,"4/0,75 kW"]
[null,null,null,null,"5,5/1,1 kW"]
[null,null,null,null,"7,5/1,5 kW"]
[null,null,null,null,"11/3 kW"]
[null,null,null,null,"14/3,5 kW"]
[null,null,null,null,"17/4,3 kW"]
[null,null,null,null,"4/0,75 kW"]
[null,null,null,null,"5,5/1,1 kW"]
[null,null,null,null,"7,5/1,5 kW"]
[null,null,null,null,"11/3 kW"]
[null,null,null,null,"2,2/0,37 kW"]
[null,null,null,null,"3/0,55 kW"]
[null,null,null,null,"4/0,75 kW"]
[null,null,null,null,"5,5/1,1 kW"]
[null,null,null,null,"7,5/1,5 kW"]
[null,null,null,null,"11/3 kW"]
[null,null,null,null,"14/3,5 kW"]
[null,null,null,null,"17/4,3 kW"]
[null,null,null,null,"20/5 kW"]
[null,null,null,null,"4/0,75 kW"]
[null,null,null,null,"5,5/1,1 kW"]
[null,null,null,null,"7,5/1,5 kW"]
[null,null,null,null,"11/3 kW"]
[null,null,null,null,"14/3,5 kW"]
[null,null,null,null,"17/4,3 kW"]
[null,null,null,null,"20/5 kW"]
[null,null,null,null,"5,5/1,1 kW"]
[null,null,null,null,"7,5/1,5 kW"]
[null,null,null,null,"11/3 kW"]
[null,null,null,null,"14/3,5 kW"]
[null,null,null,null,"17/4,3 kW"]
[null,null,null,null,"20/5 kW"]
[null,null,null,null,"28/6,5 kW"]
[null,null,null,null,"30/8 kW"]
[null,null,null,null,"5,5/1,1 kW"]
[null,null,null,null,"7,5/1,5 kW"]
[null,null,null,null,"11/3 kW"]
[null,null,null,null,"14/3,5 kW"]
[null,null,null,null,"17/4,3 kW"]
[null,null,null,null,"20/5 kW"]
[null,null,null,null,"28/6,5 kW"]
[null,null,null,null,"30/8 kW"]
[null,null,null,null,"37/9,2 kW"]
[null,null,null,null,"14/3,5 kW"]
[null,null,null,null,"17/4,3 kW"]
[null,null,null,null,"20/5 kW"]
[null,null,null,null,"28/6,5 kW"]
[null,null,null,null,"30/8 kW"]
[null,null,null,null,"37/9,2 kW"]
[null,null,null,null,"1,5 kW"]
[null,null,null,null,"2,2 kW"]
[null,null,null,null,"3 kW"]
[null,null,null,null,"4 kW"]
[null,null,null,null,"5,5 kW"]
[null,null,null,null,"1,1 kW"]
[null,null,null,null,"1,5 kW"]
[null,null,null,null,"2,2 kW"]
[null,null,null,null,"3 kW"]
[null,null,null,null,"4 kW"]
[null,null,null,null,"5,5 kW"]
[null,null,null,null,"1,5 kW"]
[null,null,null,null,"2,2 kW"]
[null,null,null,null,"3 kW"]
[null,null,null,null,"4 kW"]
[null,null,null,null,"5,5 kW"]
[null,null,null,null,"7,5 kW"]
[null,null,null,null,"1,5 kW"]
[null,null,null,null,"2,2 kW"]
[null,null,null,null,"3 kW"]
[null,null,null,null,"4 kW"]
[null,null,null,null,"5,5 kW"]
[null,null,null,null,"7,5 kW"]
[null,null,null,null,"4 kW"]
[null,null,null,null,"5,5 kW"]
[null,null,null,null,"7,5 kW"]
[null,null,null,null,"4 kW"]
[null,null,null,null,"5,5 kW"]
[null,null,null,null,"7,5 kW"]
[null,null,null,null,"2,2 kW"]
[null,null,null,null,"3 kW"]
[null,null,null,null,"4 kW"]
[null,null,null,null,"5,5 kW"]
[null,null,null,null,"7,5 kW"]
[null,null,null,null,"2,2 kW"]
[null,null,null,null,"3 kW"]
[null,null,null,null,"4 kW"]
[null,null,null,null,"5,5 kW"]
[null,null,null,null,"7,5 kW"]
[null,null,null,null,"11 kW"]
[null,null,null,null,"15 kW"]
[null,null,null,null,"4 kW"]
[null,null,null,null,"5,5 kW"]
[null,null,null,null,"7,5 kW"]
[null,null,null,null,"11 kW"]
[null,null,null,null,"15 kW"]
[null,null,null,null,"4 kW"]
[null,null,null,null,"5,5 kW"]
[null,null,null,null,"7,5 kW"]
[null,null,null,null,"11 kW"]
[null,null,null,null,"15 kW"]
[null,null,null,null,"5,5 kW"]
[null,null,null,null,"7,5 kW"]
[null,null,null,null,"11 kW"]
[null,null,null,null,"15 kW"]
[null,null,null,null,"5,5 kW"]
[null,null,null,null,"7,5 kW"]
[null,null,null,null,"11 kW"]
[null,null,null,null,"3 kW"]
[null,null,null,null,"4 kW"]
[null,null,null,null,"5,5 kW"]
[null,null,null,null,"7,5 kW"]
[null,null,null,null,"11 kW"]
[null,null,null,null,"3 kW"]
[null,null,null,null,"4 kW"]
[null,null,null,null,"5,5 kW"]
[null,null,null,null,"7,5 kW"]
[null,null,null,null,"11 kW"]
[null,null,null,null,"15 kW"]
[null,null,null,null,"18,5 kW"]
[null,null,null,null,"22 kW"]
[null,null,null,null,"4 kW"]
[null,null,null,null,"5,5 kW"]
[null,null,null,null,"7,5 kW"]
[null,null,null,null,"11 kW"]
[null,null,null,null,"15 kW"]
[null,null,null,null,"18,5 kW"]
[null,null,null,null,"22 kW"]
[null,null,null,null,"4 kW"]
[null,null,null,null,"5,5 kW"]
[null,null,null,null,"7,5 kW"]
[null,null,null,null,"11 kW"]
[null,null,null,null,"15 kW"]
[null,null,null,null,"18,5 kW"]
[null,null,null,null,"22 kW"]
[null,null,null,null,"5,5 kW"]
[null,null,null,null,"7,5 kW"]
[null,null,null,null,"11 kW"]
[null,null,null,null,"15 kW"]
[null,null,null,null,"18,5 kW"]
[null,null,null,null,"22 kW"]
[null,null,null,null,"5,5 kW"]
[null,null,null,null,"7,5 kW"]
[null,null,null,null,"11 kW"]
[null,null,null,null,"15 kW"]
[null,null,null,null,"18,5 kW"]
[null,null,null,null,"22 kW"]
[null,null,null,null,"30 kW"]
[null,null,null,null,"7,5 kW"]
[null,null,null,null,"11 kW"]
[null,null,null,null,"15 kW"]
[null,null,null,null,"18,5 kW"]
[null,null,null,null,"22 kW"]
[null,null,null,null,"30 kW"]
[null,null,null,null,"7,5 kW"]
[null,null,null,null,"15 kW"]
[null,null,null,null,"18,5 kW"]
[null,null,null,null,"22 kW"]
[null,null,null,null,"30 kW"]
[null,null,null,null,"37 kW"]
[null,null,null,null,"45 kW"]
[null,null,null,null,"15 kW"]
[null,null,null,null,"18,5 kW"]
[null,null,null,null,"22 kW"]
[null,null,null,null,"30 kW"]
[null,null,null,null,"37 kW"]
[null,null,null,null,"45 kW"]
[null,null,null,null,"15 kW"]
[null,null,null,null,"18,5 kW"]
[null,null,null,null,"22 kW"]
[null,null,null,null,"30 kW"]
[null,null,null,null,"37 kW"]
[null,null,null,null,"45 kW"]
[null,null,null,null,"15 kW"]
[null,null,null,null,"18,5 kW"]
[null,null,null,null,"22 kW"]
[null,null,null,null,"30 kW"]
[null,null,null,null,"37 kW"]
[null,null,null,null,"45 kW"]
[null,null,null,null,"1,5/0,45 kW"]
[null,null,null,null,"1/0,3 kW"]
[null,null,null,null,"2,5/0,8 kW"]
[null,null,null,null,"3/1 kW"]
[null,null,null,null,"4,5/1,5 kW"]
[null,null,null,null,"1,5/0,45 kW"]
[null,null,null,null,"2,5/0,8 kW"]
[null,null,null,null,"3/1 kW"]
[null,null,null,null,"4,5/1,5 kW"]
[null,null,null,null,"6/2 kW"]
[null,null,null,null,"4,5/1,5 kW"]
[null,null,null,null,"6/2 kW"]
[null,null,null,null,"10,5/3,5 kW"]
[null,null,null,null,"2,5/0,8 kW"]
[null,null,null,null,"3/1 kW"]
[null,null,null,null,"4,5/1,5 kW"]
[null,null,null,null,"6/2 kW"]
[null,null,null,null,"10,5/3,5 kW"]
[null,null,null,null,"14/4,5 kW"]
[null,null,null,null,"3/1 kW"]
[null,null,null,null,"4,5/1,5 kW"]
[null,null,null,null,"6/2 kW"]
[null,null,null,null,"10,5/3,5 kW"]
[null,null,null,null,"14/4,5 kW"]
[null,null,null,null,"4,5/1,5 kW"]
[null,null,null,null,"6/2 kW"]
[null,null,null,null,"10,5/3,5 kW"]
[null,null,null,null,"14/4,5 kW"]
[null,null,null,null,"2,5/0,8 kW"]
[null,null,null,null,"3/1 kW"]
[null,null,null,null,"4,5/1,5 kW"]
[null,null,null,null,"6/2 kW"]
[null,null,null,null,"10,5/3,5 kW"]
[null,null,null,null,"14/4,5 kW"]
[null,null,null,null,"16/5 kW"]
[null,null,null,null,"20/6,5 kW"]
[null,null,null,null,"20/8,5 kW"]
[null,null,null,null,"4,5/1,5 kW"]
[null,null,null,null,"6/2 kW"]
[null,null,null,null,"10,5/3,5 kW"]
[null,null,null,null,"14/4,5 kW"]
[null,null,null,null,"16/5 kW"]
[null,null,null,null,"20/6,5 kW"]
[null,null,null,null,"20/8,5 kW"]
[null,null,null,null,"6/2 kW"]
[null,null,null,null,"10,5/3,5 kW"]
[null,null,null,null,"14/4,5 kW"]
[null,null,null,null,"16/5 kW"]
[null,null,null,null,"20/6,5 kW"]
[null,null,null,null,"20/8,5 kW"]
[null,null,null,null,"23/7,2 kW"]
[null,null,null,null,"30/9 kW"]
[null,null,null,null,"6/2 kW"]
[null,null,null,null,"10,5/3,5 kW"]
[null,null,null,null,"14/4,5 kW"]
[null,null,null,null,"16/5 kW"]
[null,null,null,null,"20/6,5 kW"]
[null,null,null,null,"20/8,5 kW"]
[null,null,null,null,"23/7,2 kW"]
[null,null,null,null,"30/9 kW"]
[null,null,null,null,"34/11 kW"]
[null,null,null,null,"42/14 kW"]
[null,null,null,null,"14/4,5 kW"]
[null,null,null,null,"16/5 kW"]
[null,null,null,null,"20/6,5 kW"]
[null,null,null,null,"20/8,5 kW"]
[null,null,null,null,"23/7,2 kW"]
[null,null,null,null,"30/9 kW"]
[null,null,null,null,"34/11 kW"]
[null,null,null,null,"42/14 kW"]
[null,null,null,null,"1,1/0,26 kW"]
[null,null,null,null,"1,7/0,35 kW"]
[null,null,null,null,"2,3/0,5 kW"]
[null,null,null,null,"3/0,65 kW"]
[null,null,null,null,"4/0,75 kW"]
[null,null,null,null,"1,7/0,35 kW"]
[null,null,null,null,"2,3/0,5 kW"]
[null,null,null,null,"3/0,65 kW"]
[null,null,null,null,"4/0,75 kW"]
[null,null,null,null,"5/1 kW"]
[null,null,null,null,"5/1,3 kW"]
[null,null,null,null,"6,8/1,4 kW"]
[null,null,null,null,"3/0,65 kW"]
[null,null,null,null,"4/0,75 kW"]
[null,null,null,null,"5/1 kW"]
[null,null,null,null,"5/1,3 kW"]
[null,null,null,null,"6,8/1,4 kW"]
[null,null,null,null,"8,4/2,05 kW"]
[null,null,null,null,"2,3/0,5 kW"]
[null,null,null,null,"3/0,65 kW"]
[null,null,null,null,"4/0,75 kW"]
[null,null,null,null,"5/1 kW"]
[null,null,null,null,"5/1,3 kW"]
[null,null,null,null,"6,8/1,4 kW"]
[null,null,null,null,"8,4/2,05 kW"]
[null,null,null,null,"10,5/2,2 kW"]
[null,null,null,null,"15,5/2,7 kW"]
[null,null,null,null,"3/0,65 kW"]
[null,null,null,null,"4/0,75 kW"]
[null,null,null,null,"5/1 kW"]
[null,null,null,null,"5/1,3 kW"]
[null,null,null,null,"6,8/1,4 kW"]
[null,null,null,null,"8,4/2,05 kW"]
[null,null,null,null,"10,5/2,2 kW"]
[null,null,null,null,"15,5/2,7 kW"]
[null,null,null,null,"4/0,75 kW"]
[null,null,null,null,"5/1 kW"]
[null,null,null,null,"5/1,3 kW"]
[null,null,null,null,"6,8/1,4 kW"]
[null,null,null,null,"8,4/2,05 kW"]
[null,null,null,null,"10,5/2,2 kW"]
[null,null,null,null,"15,5/2,7 kW"]
[null,null,null,null,"2,3/0,5 kW"]
[null,null,null,null,"3/0,65 kW"]
[null,null,null,null,"4/0,75 kW"]
[null,null,null,null,"5/1 kW"]
[null,null,null,null,"5/1,3 kW"]
[null,null,null,null,"6,8/1,4 kW"]
[null,null,null,null,"8,4/2,05 kW"]
[null,null,null,null,"10,5/2,2 kW"]
[null,null,null,null,"15,5/2,7 kW"]
[null,null,null,null,"17/3,4 kW"]
[null,null,null,null,"17/4,3 kW"]
[null,null,null,null,"22/4,4 kW"]
[null,null,null,null,"4/0,75 kW"]
[null,null,null,null,"5/1 kW"]
[null,null,null,null,"5/1,3 kW"]
[null,null,null,null,"6,8/1,4 kW"]
[null,null,null,null,"8,4/2,05 kW"]
[null,null,null,null,"10,5/2,2 kW"]
[null,null,null,null,"15,5/2,7 kW"]
[null,null,null,null,"17/3,4 kW"]
[null,null,null,null,"17/4,3 kW"]
[null,null,null,null,"22/4,4 kW"]
[null,null,null,null,"6,8/1,4 kW"]
[null,null,null,null,"8,4/2,05 kW"]
[null,null,null,null,"10,5/2,2 kW"]
[null,null,null,null,"15,5/2,7 kW"]
[null,null,null,null,"17/3,4 kW"]
[null,null,null,null,"17/4,3 kW"]
[null,null,null,null,"22/4,4 kW"]
[null,null,null,null,"33/8 kW"]
[null,null,null,null,"5/1 kW"]
[null,null,null,null,"5/1,3 kW"]
[null,null,null,null,"6,8/1,4 kW"]
[null,null,null,null,"8,4/2,05 kW"]
[null,null,null,null,"10,5/2,2 kW"]
[null,null,null,null,"15,5/2,7 kW"]
[null,null,null,null,"17/3,4 kW"]
[null,null,null,null,"17/4,3 kW"]
[null,null,null,null,"22/4,4 kW"]
[null,null,null,null,"33/8 kW"]
[null,null,null,null,"42/10 kW"]
[null,null,null,null,"50/11 kW"]
[null,null,null,null,"15,5/2,7 kW"]
[null,null,null,null,"17/3,4 kW"]
[null,null,null,null,"17/4,3 kW"]
[null,null,null,null,"22/4,4 kW"]
[null,null,null,null,"33/8 kW"]
[null,null,null,null,"42/10 kW"]
[null,null,null,null,"50/11 kW"]
[null,null,null,null,"1,1 kW"]
[null,null,null,null,"1,5 kW"]
[null,null,null,null,"2,2 kW"]
[null,null,null,null,"1,1 kW"]
[null,null,null,null,"1,5 kW"]
[null,null,null,null,"2,2 kW"]
[null,null,null,null,"2,2 kW"]
[null,null,null,null,"3 kW"]
[null,null,null,null,"2,2 kW"]
[null,null,null,null,"3 kW"]
[null,null,null,null,"2,2 kW"]
[null,null,null,null,"3 kW"]
[null,null,null,null,"4 kW"]
[null,null,null,null,"2,2 kW"]
[null,null,null,null,"3 kW"]
[null,null,null,null,"4 kW"]
[null,null,null,null,"3 kW"]
[null,null,null,null,"4 kW"]
[null,null,null,null,"5,5 kW"]
[null,null,null,null,"7,5 kW"]
[null,null,null,null,"9,2 kW"]
[null,null,null,null,"3 kW"]
[null,null,null,null,"4 kW"]
[null,null,null,null,"5,5 kW"]
[null,null,null,null,"7,5 kW"]
[null,null,null,null,"9,2 kW"]
[null,null,null,null,"11 kW"]
[null,null,null,null,"15 kW"]
[null,null,null,null,"18,5 kW"]
[null,null,null,null,"5,5 kW"]
[null,null,null,null,"7,5 kW"]
[null,null,null,null,"9,2 kW"]
[null,null,null,null,"11 kW"]
[null,null,null,null,"15 kW"]
[null,null,null,null,"18,5 kW"]
[null,null,null,null,"5,5 kW"]
[null,null,null,null,"7,5 kW"]
[null,null,null,null,"9,2 kW"]
[null,null,null,null,"0,25 kW"]
[null,null,null,null,"0,37 kW"]
[null,null,null,null,"0,55 kW"]
[null,null,null,null,"0,75 kW"]
[null,null,null,null,"0,55 kW"]
[null,null,null,null,"0,75 kW"]
[null,null,null,null,"1,1 kW"]
[null,null,null,null,"0,75 kW"]
[null,null,null,null,"1,5 kW"]
[null,null,null,null,"2,2 kW"]
[null,null,null,null,"0,55 kW"]
[null,null,null,null,"0,75 kW"]
[null,null,null,null,"1,1 kW"]
[null,null,null,null,"1,5 kW"]
[null,null,null,null,"2,2 kW"]
[null,null,null,null,"0,75 kW"]
[null,null,null,null,"1,5 kW"]
[null,null,null,null,"2,2 kW"]
[null,null,null,null,"3 kW"]
[null,null,null,null,"0,75 kW"]
[null,null,null,null,"1,1 kW"]
[null,null,null,null,"1,5 kW"]
[null,null,null,null,"2,2 kW"]
[null,null,null,null,"3 kW"]
[null,null,null,null,"0,75 kW"]
[null,null,null,null,"1,5 kW"]
[null,null,null,null,"2,2 kW"]
[null,null,null,null,"3 kW"]
[null,null,null,null,"0,75 kW"]
[null,null,null,null,"1,1 kW"]
[null,null,null,null,"1,5 kW"]
[null,null,null,null,"2,2 kW"]
[null,null,null,null,"3 kW"]
[null,null,null,null,"1,5 kW"]
[null,null,null,null,"2,2 kW"]
[null,null,null,null,"3 kW"]
[null,null,null,null,"4 kW"]
[null,null,null,null,"1,1 kW"]
[null,null,null,null,"1,5 kW"]
[null,null,null,null,"2,2 kW"]
[null,null,null,null,"3 kW"]
[null,null,null,null,"4 kW"]
[null,null,null,null,"1,5 kW"]
[null,null,null,null,"2,2 kW"]
[null,null,null,null,"3 kW"]
[null,null,null,null,"4 kW"]
[null,null,null,null,"5,5 kW"]
[null,null,null,null,"1,1 kW"]
[null,null,null,null,"1,5 kW"]
[null,null,null,null,"2,2 kW"]
[null,null,null,null,"3 kW"]
[null,null,null,null,"4 kW"]
[null,null,null,null,"5,5 kW"]
[null,null,null,null,"1,5 kW"]
[null,null,null,null,"2,2 kW"]
[null,null,null,null,"3 kW"]
[null,null,null,null,"4 kW"]
[null,null,null,null,"5,5 kW"]
[null,null,null,null,"7,5 kW"]
[null,null,null,null,"1,5 kW"]
[null,null,null,null,"2,2 kW"]
[null,null,null,null,"3 kW"]
[null,null,null,null,"4 kW"]
[null,null,null,null,"5,5 kW"]
[null,null,null,null,"7,5 kW"]
[null,null,null,null,"4 kW"]
[null,null,null,null,"5,5 kW"]
[null,null,null,null,"7,5 kW"]
[null,null,null,null,"4 kW"]
[null,null,null,null,"5,5 kW"]
[null,null,null,null,"7,5 kW"]
[null,null,null,null,"2,2 kW"]
[null,null,null,null,"3 kW"]
[null,null,null,null,"4 kW"]
[null,null,null,null,"5,5 kW"]
[null,null,null,null,"7,5 kW"]
[null,null,null,null,"2,2 kW"]
[null,null,null,null,"3 kW"]
[null,null,null,null,"4 kW"]
[null,null,null,null,"5,5 kW"]
[null,null,null,null,"7,5 kW"]
[null,null,null,null,"11 kW"]
[null,null,null,null,"15 kW"]
[null,null,null,null,"4 kW"]
[null,null,null,null,"5,5 kW"]
[null,null,null,null,"7,5 kW"]
[null,null,null,null,"11 kW"]
[null,null,null,null,"15 kW"]
[null,null,null,null,"4 kW"]
[null,null,null,null,"5,5 kW"]
[null,null,null,null,"7,5 kW"]
[null,null,null,null,"11 kW"]
[null,null,null,null,"15 kW"]
[null,null,null,null,"5,5 kW"]
[null,null,null,null,"7,5 kW"]
[null,null,null,null,"11 kW"]
[null,null,null,null,"15 kW"]
[null,null,null,null,"5,5 kW"]
[null,null,null,null,"7,5 kW"]
[null,null,null,null,"11 kW"]
[null,null,null,null,"3 kW"]
[null,null,null,null,"4 kW"]
[null,null,null,null,"5,5 kW"]
[null,null,null,null,"7,5 kW"]
[null,null,null,null,"11 kW"]
[null,null,null,null,"3 kW"]
[null,null,null,null,"4 kW"]
[null,null,null,null,"5,5 kW"]
[null,null,null,null,"7,5 kW"]
[null,null,null,null,"11 kW"]
[null,null,null,null,"15 kW"]
[null,null,null,null,"18,5 kW"]
[null,null,null,null,"22 kW"]
[null,null,null,null,"4 kW"]
[null,null,null,null,"5,5 kW"]
[null,null,null,null,"7,5 kW"]
[null,null,null,null,"11 kW"]
[null,null,null,null,"15 kW"]
[null,null,null,null,"18,5 kW"]
[null,null,null,null,"22 kW"]
[null,null,null,null,"4 kW"]
[null,null,null,null,"5,5 kW"]
[null,null,null,null,"7,5 kW"]
[null,null,null,null,"11 kW"]
[null,null,null,null,"15 kW"]
[null,null,null,null,"18,5 kW"]
[null,null,null,null,"22 kW"]
[null,null,null,null,"5,5 kW"]
[null,null,null,null,"7,5 kW"]
[null,null,null,null,"11 kW"]
[null,null,null,null,"15 kW"]
[null,null,null,null,"18,5 kW"]
[null,null,null,null,"22 kW"]
[null,null,null,null,"5,5 kW"]
[null,null,null,null,"7,5 kW"]
[null,null,null,null,"11 kW"]
[null,null,null,null,"15 kW"]
[null,null,null,null,"18,5 kW"]
[null,null,null,null,"4 kW"]
[null,null,null,null,"5,5 kW"]
[null,null,null,null,"7,5 kW"]
[null,null,null,null,"11 kW"]
[null,null,null,null,"15 kW"]
[null,null,null,null,"18,5 kW"]
[null,null,null,null,"4 kW"]
[null,null,null,null,"5,5 kW"]
[null,null,null,null,"7,5 kW"]
[null,null,null,null,"11 kW"]
[null,null,null,null,"15 kW"]
[null,null,null,null,"18,5 kW"]
[null,null,null,null,"22 kW"]
[null,null,null,null,"30 kW"]
[null,null,null,null,"11 kW"]
[null,null,null,null,"15 kW"]
[null,null,null,null,"18,5 kW"]
[null,null,null,null,"22 kW"]
[null,null,null,null,"30 kW"]
[null,null,null,null,"11 kW"]
[null,null,null,null,"15 kW"]
[null,null,null,null,"18,5 kW"]
[null,null,null,null,"22 kW"]
[null,null,null,null,"30 kW"]
[null,null,null,null,"37 kW"]
[null,null,null,null,"11 kW"]
[null,null,null,null,"15 kW"]
[null,null,null,null,"18,5 kW"]
[null,null,null,null,"22 kW"]
[null,null,null,null,"30 kW"]
[null,null,null,null,"37 kW"]
[null,null,null,null,"11 kW"]
[null,null,null,null,"15 kW"]
[null,null,null,null,"18,5 kW"]
[null,null,null,null,"22 kW"]
[null,null,null,null,"30 kW"]
[null,null,null,null,"7,5 kW"]
[null,null,null,null,"11 kW"]
[null,null,null,null,"15 kW"]
[null,null,null,null,"18,5 kW"]
[null,null,null,null,"22 kW"]
[null,null,null,null,"30 kW"]
[null,null,null,null,"7,5 kW"]
[null,null,null,null,"15 kW"]
[null,null,null,null,"18,5 kW"]
[null,null,null,null,"22 kW"]
[null,null,null,null,"30 kW"]
[null,null,null,null,"37 kW"]
[null,null,null,null,"45 kW"]
[null,null,null,null,"15 kW"]
[null,null,null,null,"18,5 kW"]
[null,null,null,null,"22 kW"]
[null,null,null,null,"30 kW"]
[null,null,null,null,"37 kW"]
[null,null,null,null,"45 kW"]
[null,null,null,null,"15 kW"]
[null,null,null,null,"18,5 kW"]
[null,null,null,null,"22 kW"]
[null,null,null,null,"30 kW"]
[null,null,null,null,"37 kW"]
[null,null,null,null,"45 kW"]
[null,null,null,null,"15 kW"]
[null,null,null,null,"18,5 kW"]
[null,null,null,null,"22 kW"]
[null,null,null,null,"30 kW"]
[null,null,null,null,"37 kW"]
[null,null,null,null,"45 kW"]
[null,null,null,null,"22 kW"]
[null,null,null,null,"30 kW"]
[null,null,null,null,"37 kW"]
[null,null,null,null,"45 kW"]
[null,null,null,null,"22 kW"]
[null,null,null,null,"30 kW"]
[null,null,null,null,"37 kW"]
[null,null,null,null,"45 kW"]
[null,null,null,null,"18,5 kW"]
[null,null,null,null,"22 kW"]
[null,null,null,null,"30 kW"]
[null,null,null,null,"37 kW"]
[null,null,null,null,"45 kW"]
[null,null,null,null,"55 kW"]
[null,null,null,null,"75 kW"]
[null,null,null,null,"18,5 kW"]
[null,null,null,null,"22 kW"]
[null,null,null,null,"30 kW"]
[null,null,null,null,"37 kW"]
[null,null,null,null,"45 kW"]
[null,null,null,null,"55 kW"]
[null,null,null,null,"75 kW"]
[null,null,null,null,"110 kW"]
[null,null,null,null,"30 kW"]
[null,null,null,null,"37 kW"]
[null,null,null,null,"45 kW"]
[null,null,null,null,"55 kW"]
[null,null,null,null,"75 kW"]
[null,null,null,null,"90 kW"]
[null,null,null,null,"110 kW"]
[null,null,null,null,"30 kW"]
[null,null,null,null,"37 kW"]
[null,null,null,null,"45 kW"]
[null,null,null,null,"55 kW"]
[null,null,null,null,"75 kW"]
[null,null,null,null,"90 kW"]
[null,null,null,null,"110 kW"]
[null,null,null,null,"132 kW"]
[null,null,null,null,"160 kW"]
[null,null,null,null,"55 kW"]
[null,null,null,null,"75 kW"]
[null,null,null,null,"90 kW"]
[null,null,null,null,"110 kW"]
[null,null,null,null,"132 kW"]
[null,null,null,null,"160 kW"]
[null,null,null,null,"55 kW"]
[null,null,null,null,"75 kW"]
[null,null,null,null,"90 kW"]
[null,null,null,null,"110 kW"]
[null,null,null,null,"132 kW"]
[null,null,null,null,"160 kW"]
[null,null,null,null,"75 kW"]
[null,null,null,null,"90 kW"]
[null,null,null,null,"110 kW"]
[null,null,null,null,"132 kW"]
[null,null,null,null,"160 kW"]
[null,null,null,null,"75 kW"]
[null,null,null,null,"90 kW"]
[null,null,null,null,"110 kW"]
[null,null,null,null,"132 kW"]
[null,null,null,null,"37 kW"]
[null,null,null,null,"45 kW"]
[null,null,null,null,"55 kW"]
[null,null,null,null,"75 kW"]
[null,null,null,null,"90 kW"]
[null,null,null,null,"110 kW"]
[null,null,null,null,"132 kW"]
[null,null,null,null,"45 kW"]
[null,null,null,null,"55 kW"]
[null,null,null,null,"75 kW"]
[null,null,null,null,"90 kW"]
[null,null,null,null,"110 kW"]
[null,null,null,null,"132 kW"]
[null,null,null,null,"160 kW"]
[null,null,null,null,"185 kW"]
[null,null,null,null,"200 kW"]
[null,null,null,null,"55 kW"]
[null,null,null,null,"75 kW"]
[null,null,null,null,"90 kW"]
[null,null,null,null,"110 kW"]
[null,null,null,null,"132 kW"]
[null,null,null,null,"160 kW"]
[null,null,null,null,"185 kW"]
[null,null,null,null,"200 kW"]
[null,null,null,null,"55 kW"]
[null,null,null,null,"75 kW"]
[null,null,null,null,"90 kW"]
[null,null,null,null,"110 kW"]
[null,null,null,null,"132 kW"]
[null,null,null,null,"160 kW"]
[null,null,null,null,"185 kW"]
[null,null,null,null,"75 kW"]
[null,null,null,null,"90 kW"]
[null,null,null,null,"110 kW"]
[null,null,null,null,"132 kW"]
[null,null,null,null,"160 kW"]
[null,null,null,null,"185 kW"]
[null,null,null,null,"75 kW"]
[null,null,null,null,"90 kW"]
[null,null,null,null,"110 kW"]
[null,null,null,null,"132 kW"]
[null,null,null,null,"160 kW"]
[null,null,null,null,"185 kW"]
[null,null,null,null,"200 kW"]
[null,null,null,null,"90 kW"]
[null,null,null,null,"110 kW"]
[null,null,null,null,"132 kW"]
[null,null,null,null,"160 kW"]
[null,null,null,null,"185 kW"]
[null,null,null,null,"200 kW"]
[null,null,null,null,"90 kW"]
[null,null,null,null,"0,37 kW"]
[null,null,null,null,"0,55 kW"]
[null,null,null,null,"0,75 kW"]
[null,null,null,null,"1,1 kW"]
[null,null,null,null,"0,37 kW"]
[null,null,null,null,"0,55 kW"]
[null,null,null,null,"0,75 kW"]
[null,null,null,null,"1,1 kW"]
[null,null,null,null,"0,75 kW"]
[null,null,null,null,"0,55 kW"]
[null,null,null,null,"0,75 kW"]
[null,null,null,null,"0,75 kW"]
[null,null,null,null,"1,1 kW"]
[null,null,null,null,"0,55 kW"]
[null,null,null,null,"0,75 kW"]
[null,null,null,null,"1,1 kW"]
[null,null,null,null,"0,75 kW"]
[null,null,null,null,"1,1 kW"]
[null,null,null,null,"0,55 kW"]
[null,null,null,null,"0,75 kW"]
[null,null,null,null,"1,1 kW"]
[null,null,null,null,"0,75 kW"]
[null,null,null,null,"1,1 kW"]
[null,null,null,null,"1,5 kW"]
[null,null,null,null,"2,2 kW"]
[null,null,null,null,"0,55 kW"]
[null,null,null,null,"0,75 kW"]
[null,null,null,null,"1,1 kW"]
[null,null,null,null,"1,5 kW"]
[null,null,null,null,"2,2 kW"]
[null,null,null,null,"1,1 kW"]
[null,null,null,null,"1,5 kW"]
[null,null,null,null,"2,2 kW"]
[null,null,null,null,"3 kW"]
[null,null,null,null,"1,1 kW"]
[null,null,null,null,"1,5 kW"]
[null,null,null,null,"2,2 kW"]
[null,null,null,null,"3 kW"]
[null,null,null,null,"1,5 kW"]
[null,null,null,null,"2,2 kW"]
[null,null,null,null,"1,5 kW"]
[null,null,null,null,"2,2 kW"]
[null,null,null,null,"1,5 kW"]
[null,null,null,null,"2,2 kW"]
[null,null,null,null,"3 kW"]
[null,null,null,null,"1,5 kW"]
[null,null,null,null,"2,2 kW"]
[null,null,null,null,"3 kW"]
[null,null,null,null,"1,5 kW"]
[null,null,null,null,"2,2 kW"]
[null,null,null,null,"3 kW"]
[null,null,null,null,"1,5 kW"]
[null,null,null,null,"2,2 kW"]
[null,null,null,null,"3 kW"]
[null,null,null,null,"1,5 kW"]
[null,null,null,null,"2,2 kW"]
[null,null,null,null,"3 kW"]
[null,null,null,null,"4 kW"]
[null,null,null,null,"1,5 kW"]
[null,null,null,null,"2,2 kW"]
[null,null,null,null,"3 kW"]
[null,null,null,null,"4 kW"]
[null,null,null,null,"1,5 kW"]
[null,null,null,null,"2,2 kW"]
[null,null,null,null,"3 kW"]
[null,null,null,null,"4 kW"]
[null,null,null,null,"7,5 kW"]
[null,null,null,null,"1,5 kW"]
[null,null,null,null,"2,2 kW"]
[null,null,null,null,"3 kW"]
[null,null,null,null,"4 kW"]
[null,null,null,null,"5,5 kW"]
[null,null,null,null,"7,5 kW"]
[null,null,null,null,"2,2 kW"]
[null,null,null,null,"3 kW"]
[null,null,null,null,"4 kW"]
[null,null,null,null,"7,5 kW"]
[null,null,null,null,"2,2 kW"]
[null,null,null,null,"3 kW"]
[null,null,null,null,"4 kW"]
[null,null,null,null,"5,5 kW"]
[null,null,null,null,"7,5 kW"]
[null,null,null,null,"1,5 kW"]
[null,null,null,null,"2,2 kW"]
[null,null,null,null,"3 kW"]
[null,null,null,null,"4 kW"]
[null,null,null,null,"1,5 kW"]
[null,null,null,null,"2,2 kW"]
[null,null,null,null,"3 kW"]
[null,null,null,null,"4 kW"]
[null,null,null,null,"5,5 kW"]
[null,null,null,null,"11 kW"]
[null,null,null,null,"3 kW"]
[null,null,null,null,"4 kW"]
[null,null,null,null,"7,5 kW"]
[null,null,null,null,"11 kW"]
[null,null,null,null,"3 kW"]
[null,null,null,null,"4 kW"]
[null,null,null,null,"5,5 kW"]
[null,null,null,null,"7,5 kW"]
[null,null,null,null,"11 kW"]
[null,null,null,null,"2,2 kW"]
[null,null,null,null,"3 kW"]
[null,null,null,null,"4 kW"]
[null,null,null,null,"7,5 kW"]
[null,null,null,null,"11 kW"]
[null,null,null,null,"2,2 kW"]
[null,null,null,null,"3 kW"]
[null,null,null,null,"4 kW"]
[null,null,null,null,"5,5 kW"]
[null,null,null,null,"7,5 kW"]
[null,null,null,null,"11 kW"]
[null,null,null,null,"15 kW"]
[null,null,null,null,"4 kW"]
[null,null,null,null,"7,5 kW"]
[null,null,null,null,"11 kW"]
[null,null,null,null,"15 kW"]
[null,null,null,null,"4 kW"]
[null,null,null,null,"5,5 kW"]
[null,null,null,null,"7,5 kW"]
[null,null,null,null,"11 kW"]
[null,null,null,null,"15 kW"]
[null,null,null,null,"18,5 kW"]
[null,null,null,null,"22 kW"]
[null,null,null,null,"7,5 kW"]
[null,null,null,null,"11 kW"]
[null,null,null,null,"15 kW"]
[null,null,null,null,"18,5 kW"]
[null,null,null,null,"22 kW"]
[null,null,null,null,"5,5 kW"]
[null,null,null,null,"7,5 kW"]
[null,null,null,null,"11 kW"]
[null,null,null,null,"15 kW"]
[null,null,null,null,"18,5 kW"]
[null,null,null,null,"7,5 kW"]
[null,null,null,null,"11 kW"]
[null,null,null,null,"15 kW"]
[null,null,null,null,"18,5 kW"]
[null,null,null,null,"7,5 kW"]
[null,null,null,null,"11 kW"]
[null,null,null,null,"15 kW"]
[null,null,null,null,"18,5 kW"]
[null,null,null,null,"22 kW"]
[null,null,null,null,"30 kW"]
[null,null,null,null,"37 kW"]
[null,null,null,null,"11 kW"]
[null,null,null,null,"15 kW"]
[null,null,null,null,"18,5 kW"]
[null,null,null,null,"22 kW"]
[null,null,null,null,"30 kW"]
[null,null,null,null,"37 kW"]
[null,null,null,null,"15 kW"]
[null,null,null,null,"18,5 kW"]
[null,null,null,null,"22 kW"]
[null,null,null,null,"30 kW"]
[null,null,null,null,"37 kW"]
[null,null,null,null,"45 kW"]
[null,null,null,null,"15 kW"]
[null,null,null,null,"18,5 kW"]
[null,null,null,null,"22 kW"]
[null,null,null,null,"30 kW"]
[null,null,null,null,"37 kW"]
[null,null,null,null,"45 kW"]
[null,null,null,null,"18,5 kW"]
[null,null,null,null,"22 kW"]
[null,null,null,null,"30 kW"]
[null,null,null,null,"37 kW"]
[null,null,null,null,"45 kW"]
[null,null,null,null,"18,5 kW"]
[null,null,null,null,"22 kW"]
[null,null,null,null,"30 kW"]
[null,null,null,null,"37 kW"]
[null,null,null,null,"45 kW"]
[null,null,null,null,"15 kW"]
[null,null,null,null,"18,5 kW"]
[null,null,null,null,"22 kW"]
[null,null,null,null,"30 kW"]
[null,null,null,null,"37 kW"]
[null,null,null,null,"15 kW"]
[null,null,null,null,"18,5 kW"]
[null,null,null,null,"22 kW"]
[null,null,null,null,"30 kW"]
[null,null,null,null,"37 kW"]
[null,null,null,null,"18,5 kW"]
[null,null,null,null,"22 kW"]
[null,null,null,null,"30 kW"]
[null,null,null,null,"37 kW"]
[null,null,null,null,"45 kW"]
[null,null,null,null,"55 kW"]
[null,null,null,null,"75 kW"]
[null,null,null,null,"18,5 kW"]
[null,null,null,null,"22 kW"]
[null,null,null,null,"30 kW"]
[null,null,null,null,"37 kW"]
[null,null,null,null,"45 kW"]
[null,null,null,null,"55 kW"]
[null,null,null,null,"75 kW"]
[null,null,null,null,"22 kW"]
[null,null,null,null,"30 kW"]
[null,null,null,null,"37 kW"]
[null,null,null,null,"45 kW"]
[null,null,null,null,"55 kW"]
[null,null,null,null,"75 kW"]
[null,null,null,null,"90 kW"]
[null,null,null,null,"22 kW"]
[null,null,null,null,"30 kW"]
[null,null,null,null,"37 kW"]
[null,null,null,null,"45 kW"]
[null,null,null,null,"55 kW"]
[null,null,null,null,"75 kW"]
[null,null,null,null,"90 kW"]
[null,null,null,null,"110 kW"]
[null,null,null,null,"30 kW"]
[null,null,null,null,"37 kW"]
[null,null,null,null,"45 kW"]
[null,null,null,null,"55 kW"]
[null,null,null,null,"75 kW"]
[null,null,null,null,"90 kW"]
[null,null,null,null,"110 kW"]
[null,null,null,null,"30 kW"]
[null,null,null,null,"37 kW"]
[null,null,null,null,"45 kW"]
[null,null,null,null,"55 kW"]
[null,null,null,null,"75 kW"]
[null,null,null,null,"90 kW"]
[null,null,null,null,"1,1/0,25 kW"]
[null,null,null,null,"1,5/0,35 kW"]
[null,null,null,null,"2,2/0,6 kW"]
[null,null,null,null,"1,5/0,35 kW"]
[null,null,null,null,"2,2/0,6 kW"]
[null,null,null,null,"3/0,8 kW"]
[null,null,null,null,"1,5/0,35 kW"]
[null,null,null,null,"2,2/0,6 kW"]
[null,null,null,null,"3/0,8 kW"]
[null,null,null,null,"4,5/1,3 kW"]
[null,null,null,null,"3/0,8 kW"]
[null,null,null,null,"4,5/1,3 kW"]
[null,null,null,null,"6/1,6 kW"]
[null,null,null,null,"8,3/1,7 kW"]
[null,null,null,null,"9/2,5 kW"]
[null,null,null,null,"10/2 kW"]
[null,null,null,null,"13,5/3,3 kW"]
[null,null,null,null,"16/3,2 kW"]
[null,null,null,null,"19/4,5 kW"]
[null,null,null,null,"4,5/1,3 kW"]
[null,null,null,null,"6/1,6 kW"]
[null,null,null,null,"8,3/1,7 kW"]
[null,null,null,null,"9/2,5 kW"]
[null,null,null,null,"0,5/0,19 kW"]
[null,null,null,null,"0,66/0,25 kW"]
[null,null,null,null,"0,78/0,3 kW"]
[null,null,null,null,"1/0,3 kW"]
[null,null,null,null,"0,5/0,19 kW"]
[null,null,null,null,"0,66/0,25 kW"]
[null,null,null,null,"0,78/0,3 kW"]
[null,null,null,null,"1,5/0,45 kW"]
[null,null,null,null,"1/0,3 kW"]
[null,null,null,null,"2,5/0,8 kW"]
[null,null,null,null,"0,66/0,25 kW"]
[null,null,null,null,"0,78/0,3 kW"]
[null,null,null,null,"1,5/0,45 kW"]
[null,null,null,null,"1/0,3 kW"]
[null,null,null,null,"2,5/0,8 kW"]
[null,null,null,null,"0,66/0,25 kW"]
[null,null,null,null,"0,78/0,3 kW"]
[null,null,null,null,"1,5/0,45 kW"]
[null,null,null,null,"1/0,3 kW"]
[null,null,null,null,"2,5/0,8 kW"]
[null,null,null,null,"1,5/0,45 kW"]
[null,null,null,null,"1/0,3 kW"]
[null,null,null,null,"2,5/0,8 kW"]
[null,null,null,null,"3/1 kW"]
[null,null,null,null,"4,5/1,5 kW"]
[null,null,null,null,"1,5/0,45 kW"]
[null,null,null,null,"1/0,3 kW"]
[null,null,null,null,"2,5/0,8 kW"]
[null,null,null,null,"3/1 kW"]
[null,null,null,null,"4,5/1,5 kW"]
[null,null,null,null,"1,5/0,45 kW"]
[null,null,null,null,"2,5/0,8 kW"]
[null,null,null,null,"3/1 kW"]
[null,null,null,null,"4,5/1,5 kW"]
[null,null,null,null,"6/2 kW"]
[null,null,null,null,"4,5/1,5 kW"]
[null,null,null,null,"6/2 kW"]
[null,null,null,null,"10,5/3,5 kW"]
[null,null,null,null,"2,5/0,8 kW"]
[null,null,null,null,"3/1 kW"]
[null,null,null,null,"4,5/1,5 kW"]
[null,null,null,null,"6/2 kW"]
[null,null,null,null,"10,5/3,5 kW"]
[null,null,null,null,"14/4,5 kW"]
[null,null,null,null,"16/5 kW"]
[null,null,null,null,"3/1 kW"]
[null,null,null,null,"4,5/1,5 kW"]
[null,null,null,null,"6/2 kW"]
[null,null,null,null,"10,5/3,5 kW"]
[null,null,null,null,"14/4,5 kW"]
[null,null,null,null,"16/5 kW"]
[null,null,null,null,"4,5/1,5 kW"]
[null,null,null,null,"6/2 kW"]
[null,null,null,null,"10,5/3,5 kW"]
[null,null,null,null,"14/4,5 kW"]
[null,null,null,null,"2,5/0,8 kW"]
[null,null,null,null,"3/1 kW"]
[null,null,null,null,"4,5/1,5 kW"]
[null,null,null,null,"6/2 kW"]
[null,null,null,null,"10,5/3,5 kW"]
[null,null,null,null,"14/4,5 kW"]
[null,null,null,null,"16/5 kW"]
[null,null,null,null,"20/6,5 kW"]
[null,null,null,null,"20/8,5 kW"]
[null,null,null,null,"4,5/1,5 kW"]
[null,null,null,null,"6/2 kW"]
[null,null,null,null,"10,5/3,5 kW"]
[null,null,null,null,"14/4,5 kW"]
[null,null,null,null,"16/5 kW"]
[null,null,null,null,"20/6,5 kW"]
[null,null,null,null,"20/8,5 kW"]
[null,null,null,null,"6/2 kW"]
[null,null,null,null,"10,5/3,5 kW"]
[null,null,null,null,"14/4,5 kW"]
[null,null,null,null,"16/5 kW"]
[null,null,null,null,"20/6,5 kW"]
[null,null,null,null,"20/8,5 kW"]
[null,null,null,null,"4,5/1,5 kW"]
[null,null,null,null,"6/2 kW"]
[null,null,null,null,"10,5/3,5 kW"]
[null,null,null,null,"14/4,5 kW"]
[null,null,null,null,"16/5 kW"]
[null,null,null,null,"20/6,5 kW"]
[null,null,null,null,"20/8,5 kW"]
[null,null,null,null,"23/7,2 kW"]
[null,null,null,null,"30/9 kW"]
[null,null,null,null,"10,5/3,5 kW"]
[null,null,null,null,"14/4,5 kW"]
[null,null,null,null,"16/5 kW"]
[null,null,null,null,"20/6,5 kW"]
[null,null,null,null,"20/8,5 kW"]
[null,null,null,null,"23/7,2 kW"]
[null,null,null,null,"30/9 kW"]
[null,null,null,null,"34/11 kW"]
[null,null,null,null,"42/14 kW"]
[null,null,null,null,"10,5/3,5 kW"]
[null,null,null,null,"14/4,5 kW"]
[null,null,null,null,"16/5 kW"]
[null,null,null,null,"20/6,5 kW"]
[null,null,null,null,"20/8,5 kW"]
[null,null,null,null,"23/7,2 kW"]
[null,null,null,null,"30/9 kW"]
[null,null,null,null,"6/2 kW"]
[null,null,null,null,"10,5/3,5 kW"]
[null,null,null,null,"14/4,5 kW"]
[null,null,null,null,"16/5 kW"]
[null,null,null,null,"20/6,5 kW"]
[null,null,null,null,"20/8,5 kW"]
[null,null,null,null,"23/7,2 kW"]
[null,null,null,null,"30/9 kW"]
[null,null,null,null,"34/11 kW"]
[null,null,null,null,"42/14 kW"]
[null,null,null,null,"14/4,5 kW"]
[null,null,null,null,"16/5 kW"]
[null,null,null,null,"20/6,5 kW"]
[null,null,null,null,"20/8,5 kW"]
[null,null,null,null,"23/7,2 kW"]
[null,null,null,null,"30/9 kW"]
[null,null,null,null,"34/11 kW"]
[null,null,null,null,"42/14 kW"]
[null,null,null,null,"20/6,5 kW"]
[null,null,null,null,"20/8,5 kW"]
[null,null,null,null,"23/7,2 kW"]
[null,null,null,null,"30/9 kW"]
[null,null,null,null,"34/11 kW"]
[null,null,null,null,"42/14 kW"]
[null,null,null,null,"16/5 kW"]
[null,null,null,null,"20/6,5 kW"]
[null,null,null,null,"20/8,5 kW"]
[null,null,null,null,"23/7,2 kW"]
[null,null,null,null,"30/9 kW"]
[null,null,null,null,"42/14 kW"]
[null,null,null,null,"50/18 kW"]
[null,null,null,null,"30/9 kW"]
[null,null,null,null,"34/11 kW"]
[null,null,null,null,"42/14 kW"]
[null,null,null,null,"50/18 kW"]
[null,null,null,null,"70/25 kW"]
[null,null,null,null,"80/28 kW"]
[null,null,null,null,"95/34 kW"]
[null,null,null,null,"115/40 kW"]
[null,null,null,null,"125/45 kW"]
[null,null,null,null,"42/14 kW"]
[null,null,null,null,"50/18 kW"]
[null,null,null,null,"70/25 kW"]
[null,null,null,null,"80/28 kW"]
[null,null,null,null,"95/34 kW"]
[null,null,null,null,"115/40 kW"]
[null,null,null,null,"125/45 kW"]
[null,null,null,null,"145/55 kW"]
[null,null,null,null,"50/18 kW"]
[null,null,null,null,"70/25 kW"]
[null,null,null,null,"80/28 kW"]
[null,null,null,null,"95/34 kW"]
[null,null,null,null,"42/14 kW"]
[null,null,null,null,"50/18 kW"]
[null,null,null,null,"70/25 kW"]
[null,null,null,null,"80/28 kW"]
[null,null,null,null,"95/34 kW"]
[null,null,null,null,"115/40 kW"]
[null,null,null,null,"125/45 kW"]
[null,null,null,null,"145/55 kW"]
[null,null,null,null,"70/25 kW"]
[null,null,null,null,"80/28 kW"]
[null,null,null,null,"95/34 kW"]
[null,null,null,null,"115/40 kW"]
[null,null,null,null,"125/45 kW"]
[null,null,null,null,"145/55 kW"]
[null,null,null,null,"80/28 kW"]
[null,null,null,null,"95/34 kW"]
[null,null,null,null,"115/40 kW"]
[null,null,null,null,"125/45 kW"]
[null,null,null,null,"145/55 kW"]
[null,null,null,null,"80/28 kW"]
[null,null,null,null,"95/34 kW"]
[null,null,null,null,"0,37/0,09 kW"]
[null,null,null,null,"0,55/0,13 kW"]
[null,null,null,null,"0,75/0,12 kW"]
[null,null,null,null,"1,1/0,26 kW"]
[null,null,null,null,"0,37/0,09 kW"]
[null,null,null,null,"0,55/0,13 kW"]
[null,null,null,null,"0,75/0,12 kW"]
[null,null,null,null,"1,1/0,26 kW"]
[null,null,null,null,"1,7/0,35 kW"]
[null,null,null,null,"0,55/0,13 kW"]
[null,null,null,null,"0,75/0,12 kW"]
[null,null,null,null,"1,1/0,26 kW"]
[null,null,null,null,"1,7/0,35 kW"]
[null,null,null,null,"2,3/0,5 kW"]
[null,null,null,null,"3/0,65 kW"]
[null,null,null,null,"0,55/0,13 kW"]
[null,null,null,null,"0,75/0,12 kW"]
[null,null,null,null,"1,1/0,26 kW"]
[null,null,null,null,"1,7/0,35 kW"]
[null,null,null,null,"2,3/0,5 kW"]
[null,null,null,null,"3/0,65 kW"]
[null,null,null,null,"1,1/0,26 kW"]
[null,null,null,null,"1,7/0,35 kW"]
[null,null,null,null,"2,3/0,5 kW"]
[null,null,null,null,"3/0,65 kW"]
[null,null,null,null,"4/0,75 kW"]
[null,null,null,null,"1,1/0,26 kW"]
[null,null,null,null,"1,7/0,35 kW"]
[null,null,null,null,"2,3/0,5 kW"]
[null,null,null,null,"3/0,65 kW"]
[null,null,null,null,"4/0,75 kW"]
[null,null,null,null,"1,7/0,35 kW"]
[null,null,null,null,"2,3/0,5 kW"]
[null,null,null,null,"3/0,65 kW"]
[null,null,null,null,"4/0,75 kW"]
[null,null,null,null,"5/1 kW"]
[null,null,null,null,"5/1,3 kW"]
[null,null,null,null,"6,8/1,4 kW"]
[null,null,null,null,"3/0,65 kW"]
[null,null,null,null,"4/0,75 kW"]
[null,null,null,null,"5/1 kW"]
[null,null,null,null,"5/1,3 kW"]
[null,null,null,null,"6,8/1,4 kW"]
[null,null,null,null,"8,4/2,05 kW"]
[null,null,null,null,"2,3/0,5 kW"]
[null,null,null,null,"3/0,65 kW"]
[null,null,null,null,"4/0,75 kW"]
[null,null,null,null,"5/1 kW"]
[null,null,null,null,"5/1,3 kW"]
[null,null,null,null,"6,8/1,4 kW"]
[null,null,null,null,"8,4/2,05 kW"]
[null,null,null,null,"10,5/2,2 kW"]
[null,null,null,null,"15,5/2,7 kW"]
[null,null,null,null,"3/0,65 kW"]
[null,null,null,null,"4/0,75 kW"]
[null,null,null,null,"5/1 kW"]
[null,null,null,null,"5/1,3 kW"]
[null,null,null,null,"6,8/1,4 kW"]
[null,null,null,null,"8,4/2,05 kW"]
[null,null,null,null,"10,5/2,2 kW"]
[null,null,null,null,"15,5/2,7 kW"]
[null,null,null,null,"4/0,75 kW"]
[null,null,null,null,"5/1 kW"]
[null,null,null,null,"5/1,3 kW"]
[null,null,null,null,"6,8/1,4 kW"]
[null,null,null,null,"8,4/2,05 kW"]
[null,null,null,null,"10,5/2,2 kW"]
[null,null,null,null,"15,5/2,7 kW"]
[null,null,null,null,"2,3/0,5 kW"]
[null,null,null,null,"3/0,65 kW"]
[null,null,null,null,"4/0,75 kW"]
[null,null,null,null,"5/1 kW"]
[null,null,null,null,"5/1,3 kW"]
[null,null,null,null,"6,8/1,4 kW"]
[null,null,null,null,"8,4/2,05 kW"]
[null,null,null,null,"10,5/2,2 kW"]
[null,null,null,null,"15,5/2,7 kW"]
[null,null,null,null,"17/3,4 kW"]
[null,null,null,null,"17/4,3 kW"]
[null,null,null,null,"22/4,4 kW"]
[null,null,null,null,"4/0,75 kW"]
[null,null,null,null,"5/1 kW"]
[null,null,null,null,"5/1,3 kW"]
[null,null,null,null,"6,8/1,4 kW"]
[null,null,null,null,"8,4/2,05 kW"]
[null,null,null,null,"10,5/2,2 kW"]
[null,null,null,null,"15,5/2,7 kW"]
[null,null,null,null,"17/3,4 kW"]
[null,null,null,null,"17/4,3 kW"]
[null,null,null,null,"22/4,4 kW"]
[null,null,null,null,"6,8/1,4 kW"]
[null,null,null,null,"8,4/2,05 kW"]
[null,null,null,null,"10,5/2,2 kW"]
[null,null,null,null,"15,5/2,7 kW"]
[null,null,null,null,"17/3,4 kW"]
[null,null,null,null,"17/4,3 kW"]
[null,null,null,null,"4/0,75 kW"]
[null,null,null,null,"5/1 kW"]
[null,null,null,null,"5/1,3 kW"]
[null,null,null,null,"6,8/1,4 kW"]
[null,null,null,null,"8,4/2,05 kW"]
[null,null,null,null,"10,5/2,2 kW"]
[null,null,null,null,"15,5/2,7 kW"]
[null,null,null,null,"17/3,4 kW"]
[null,null,null,null,"17/4,3 kW"]
[null,null,null,null,"22/4,4 kW"]
[null,null,null,null,"33/8 kW"]
[null,null,null,null,"8,4/2,05 kW"]
[null,null,null,null,"10,5/2,2 kW"]
[null,null,null,null,"15,5/2,7 kW"]
[null,null,null,null,"17/3,4 kW"]
[null,null,null,null,"17/4,3 kW"]
[null,null,null,null,"22/4,4 kW"]
[null,null,null,null,"33/8 kW"]
[null,null,null,null,"42/10 kW"]
[null,null,null,null,"10,5/2,2 kW"]
[null,null,null,null,"15,5/2,7 kW"]
[null,null,null,null,"17/3,4 kW"]
[null,null,null,null,"17/4,3 kW"]
[null,null,null,null,"22/4,4 kW"]
[null,null,null,null,"33/8 kW"]
[null,null,null,null,"5/1 kW"]
[null,null,null,null,"5/1,3 kW"]
[null,null,null,null,"6,8/1,4 kW"]
[null,null,null,null,"8,4/2,05 kW"]
[null,null,null,null,"10,5/2,2 kW"]
[null,null,null,null,"15,5/2,7 kW"]
[null,null,null,null,"17/3,4 kW"]
[null,null,null,null,"17/4,3 kW"]
[null,null,null,null,"22/4,4 kW"]
[null,null,null,null,"33/8 kW"]
[null,null,null,null,"42/10 kW"]
[null,null,null,null,"50/11 kW"]
[null,null,null,null,"15,5/2,7 kW"]
[null,null,null,null,"17/3,4 kW"]
[null,null,null,null,"17/4,3 kW"]
[null,null,null,null,"22/4,4 kW"]
[null,null,null,null,"33/8 kW"]
[null,null,null,null,"42/10 kW"]
[null,null,null,null,"50/11 kW"]
[null,null,null,null,"22/4,4 kW"]
[null,null,null,null,"33/8 kW"]
[null,null,null,null,"42/10 kW"]
[null,null,null,null,"15,5/2,7 kW"]
[null,null,null,null,"17/3,4 kW"]
[null,null,null,null,"17/4,3 kW"]
[null,null,null,null,"22/4,4 kW"]
[null,null,null,null,"33/8 kW"]
[null,null,null,null,"42/10 kW"]
[null,null,null,null,"50/11 kW"]
[null,null,null,null,"110/27 kW"]
[null,null,null,null,"33/8 kW"]
[null,null,null,null,"42/10 kW"]
[null,null,null,null,"50/11 kW"]
[null,null,null,null,"55/14,7 kW"]
[null,null,null,null,"68/17 kW"]
[null,null,null,null,"80/20 kW"]
[null,null,null,null,"110/27 kW"]
[null,null,null,null,"130/33 kW"]
[null,null,null,null,"42/10 kW"]
[null,null,null,null,"50/11 kW"]
[null,null,null,null,"55/14,7 kW"]
[null,null,null,null,"68/17 kW"]
[null,null,null,null,"80/20 kW"]
[null,null,null,null,"110/27 kW"]
[null,null,null,null,"130/33 kW"]
[null,null,null,null,"160/40 kW"]
[null,null,null,null,"50/11 kW"]
[null,null,null,null,"55/14,7 kW"]
[null,null,null,null,"68/17 kW"]
[null,null,null,null,"80/20 kW"]
[null,null,null,null,"110/27 kW"]
[null,null,null,null,"42/10 kW"]
[null,null,null,null,"50/11 kW"]
[null,null,null,null,"55/14,7 kW"]
[null,null,null,null,"68/17 kW"]
[null,null,null,null,"80/20 kW"]
[null,null,null,null,"110/27 kW"]
[null,null,null,null,"130/33 kW"]
[null,null,null,null,"160/40 kW"]
[null,null,null,null,"55/14,7 kW"]
[null,null,null,null,"68/17 kW"]
[null,null,null,null,"80/20 kW"]
[null,null,null,null,"110/27 kW"]
[null,null,null,null,"130/33 kW"]
[null,null,null,null,"160/40 kW"]
[null,null,null,null,"80/20 kW"]
[null,null,null,null,"110/27 kW"]
[null,null,null,null,"130/33 kW"]
[null,null,null,null,"160/40 kW"]
[null,null,null,null,"80/20 kW"]
[null,null,null,null,"0,4/0,08 kW"]
[null,null,null,null,"0,4/0,08 kW"]
[null,null,null,null,"0,75/0,12 kW"]
[null,null,null,null,"0,4/0,08 kW"]
[null,null,null,null,"0,75/0,12 kW"]
[null,null,null,null,"0,4/0,08 kW"]
[null,null,null,null,"0,75/0,12 kW"]
[null,null,null,null,"1,1/0,18 kW"]
[null,null,null,null,"0,4/0,08 kW"]
[null,null,null,null,"0,75/0,12 kW"]
[null,null,null,null,"1,1/0,18 kW"]
[null,null,null,null,"0,75/0,12 kW"]
[null,null,null,null,"1,1/0,18 kW"]
[null,null,null,null,"1,5/0,25 kW"]
[null,null,null,null,"2,2/0,37 kW"]
[null,null,null,null,"0,75/0,12 kW"]
[null,null,null,null,"1,1/0,18 kW"]
[null,null,null,null,"1,5/0,25 kW"]
[null,null,null,null,"2,2/0,37 kW"]
[null,null,null,null,"3/0,55 kW"]
[null,null,null,null,"4/0,65 kW"]
[null,null,null,null,"1,5/0,25 kW"]
[null,null,null,null,"1,5/0,25 kW"]
[null,null,null,null,"2,2/0,37 kW"]
[null,null,null,null,"3/0,55 kW"]
[null,null,null,null,"1,5/0,25 kW"]
[null,null,null,null,"2,2/0,37 kW"]
[null,null,null,null,"3/0,55 kW"]
[null,null,null,null,"1,5/0,25 kW"]
[null,null,null,null,"2,2/0,37 kW"]
[null,null,null,null,"3/0,55 kW"]
[null,null,null,null,"4/0,65 kW"]
[null,null,null,null,"1,5/0,25 kW"]
[null,null,null,null,"2,2/0,37 kW"]
[null,null,null,null,"3/0,55 kW"]
[null,null,null,null,"4/0,65 kW"]
[null,null,null,null,"5,5/1 kW"]
[null,null,null,null,"7,5/1,3 kW"]
[null,null,null,null,"1,5/0,25 kW"]
[null,null,null,null,"2,2/0,37 kW"]
[null,null,null,null,"3/0,55 kW"]
[null,null,null,null,"4/0,65 kW"]
[null,null,null,null,"5,5/1 kW"]
[null,null,null,null,"7,5/1,3 kW"]
[null,null,null,null,"11/1,8 kW"]
[null,null,null,null,"2,2/0,37 kW"]
[null,null,null,null,"3/0,55 kW"]
[null,null,null,null,"4/0,65 kW"]
[null,null,null,null,"5,5/1 kW"]
[null,null,null,null,"7,5/1,3 kW"]
[null,null,null,null,"11/1,8 kW"]
[null,null,null,null,"15/2,5 kW"]
[null,null,null,null,"4/0,65 kW"]
[null,null,null,null,"5,5/1 kW"]
[null,null,null,null,"7,5/1,3 kW"]
[null,null,null,null,"11/1,8 kW"]
[null,null,null,null,"15/2,5 kW"]
[null,null,null,null,"18,5/3 kW"]
[null,null,null,null,"25/4,5 kW"]
[null,null,null,null,"4/0,65 kW"]
[null,null,null,null,"5,5/1 kW"]
[null,null,null,null,"7,5/1,3 kW"]
[null,null,null,null,"11/1,8 kW"]
[null,null,null,null,"15/2,5 kW"]
[null,null,null,null,"7,5/1,3 kW"]
[null,null,null,null,"11/1,8 kW"]
[null,null,null,null,"15/2,5 kW"]
[null,null,null,null,"18,5/3 kW"]
[null,null,null,null,"25/4,5 kW"]
[null,null,null,null,"15/2,5 kW"]
[null,null,null,null,"18,5/3 kW"]
[null,null,null,null,"25/4,5 kW"]
[null,null,null,null,"15/2,5 kW"]
[null,null,null,null,"18,5/3 kW"]
[null,null,null,null,"25/4,5 kW"]
[null,null,null,null,"15/2,5 kW"]
[null,null,null,null,"18,5/3 kW"]
[null,null,null,null,"25/4,5 kW"]
[null,null,null,null,"18,5/3 kW"]
[null,null,null,null,"25/4,5 kW"]
[null,null,null,null,"25/4,5 kW"]
[null,null,null,null,"25/4,5 kW"]
[null,null,null,null,"1,1 kW"]
[null,null,null,null,"1,5 kW"]
[null,null,null,null,"2,2 kW"]
[null,null,null,null,"1,5 kW"]
[null,null,null,null,"2,2 kW"]
[null,null,null,null,"3 kW"]
[null,null,null,null,"2,2 kW"]
[null,null,null,null,"3 kW"]
[null,null,null,null,"4 kW"]
[null,null,null,null,"3 kW"]
[null,null,null,null,"4 kW"]
[null,null,null,null,"5,5 kW"]
[null,null,null,null,"7,5 kW"]
[null,null,null,null,"9,2 kW"]
[null,null,null,null,"5,5 kW"]
[null,null,null,null,"7,5 kW"]
[null,null,null,null,"0,37 kW"]
[null,null,null,null,"0,55 kW"]
[null,null,null,null,"0,55 kW"]
[null,null,null,null,"0,75 kW"]
[null,null,null,null,"1,1 kW"]
[null,null,null,null,"0,55 kW"]
[null,null,null,null,"0,75 kW"]
[null,null,null,null,"1,1 kW"]
[null,null,null,null,"1,5 kW"]
[null,null,null,null,"0,75 kW"]
[null,null,null,null,"1,1 kW"]
[null,null,null,null,"1,5 kW"]
[null,null,null,null,"2,2 kW"]
[null,null,null,null,"3 kW"]
[null,null,null,null,"0,75 kW"]
[null,null,null,null,"1,1 kW"]
[null,null,null,null,"1,5 kW"]
[null,null,null,null,"2,2 kW"]
[null,null,null,null,"3 kW"]
[null,null,null,null,"1,1 kW"]
[null,null,null,null,"1,5 kW"]
[null,null,null,null,"2,2 kW"]
[null,null,null,null,"3 kW"]
[null,null,null,null,"4 kW"]
[null,null,null,null,"1,1 kW"]
[null,null,null,null,"1,5 kW"]
[null,null,null,null,"2,2 kW"]
[null,null,null,null,"3 kW"]
[null,null,null,null,"4 kW"]
[null,null,null,null,"5,5 kW"]
[null,null,null,null,"1,5 kW"]
[null,null,null,null,"2,2 kW"]
[null,null,null,null,"3 kW"]
[null,null,null,null,"4 kW"]
[null,null,null,null,"5,5 kW"]
[null,null,null,null,"7,5 kW"]
[null,null,null,null,"2,2 kW"]
[null,null,null,null,"3 kW"]
[null,null,null,null,"4 kW"]
[null,null,null,null,"5,5 kW"]
[null,null,null,null,"7,5 kW"]
[null,null,null,null,"2,2 kW"]
[null,null,null,null,"3 kW"]
[null,null,null,null,"4 kW"]
[null,null,null,null,"5,5 kW"]
[null,null,null,null,"7,5 kW"]
[null,null,null,null,"11 kW"]
[null,null,null,null,"3 kW"]
[null,null,null,null,"4 kW"]
[null,null,null,null,"5,5 kW"]
[null,null,null,null,"7,5 kW"]
[null,null,null,null,"11 kW"]
[null,null,null,null,"15 kW"]
[null,null,null,null,"5,5 kW"]
[null,null,null,null,"7,5 kW"]
[null,null,null,null,"11 kW"]
[null,null,null,null,"3 kW"]
[null,null,null,null,"4 kW"]
[null,null,null,null,"5,5 kW"]
[null,null,null,null,"7,5 kW"]
[null,null,null,null,"11 kW"]
[null,null,null,null,"15 kW"]
[null,null,null,null,"18,5 kW"]
[null,null,null,null,"4 kW"]
[null,null,null,null,"5,5 kW"]
[null,null,null,null,"7,5 kW"]
[null,null,null,null,"11 kW"]
[null,null,null,null,"15 kW"]
[null,null,null,null,"18,5 kW"]
[null,null,null,null,"22 kW"]
[null,null,null,null,"7,5 kW"]
[null,null,null,null,"11 kW"]
[null,null,null,null,"15 kW"]
[null,null,null,null,"18,5 kW"]
[null,null,null,null,"4 kW"]
[null,null,null,null,"5,5 kW"]
[null,null,null,null,"7,5 kW"]
[null,null,null,null,"11 kW"]
[null,null,null,null,"15 kW"]
[null,null,null,null,"18,5 kW"]
[null,null,null,null,"22 kW"]
[null,null,null,null,"11 kW"]
[null,null,null,null,"15 kW"]
[null,null,null,null,"18,5 kW"]
[null,null,null,null,"22 kW"]
[null,null,null,null,"11 kW"]
[null,null,null,null,"15 kW"]
[null,null,null,null,"18,5 kW"]
[null,null,null,null,"22 kW"]
[null,null,null,null,"30 kW"]
[null,null,null,null,"7,5 kW"]
[null,null,null,null,"15 kW"]
[null,null,null,null,"18,5 kW"]
[null,null,null,null,"22 kW"]
[null,null,null,null,"30 kW"]
[null,null,null,null,"37 kW"]
[null,null,null,null,"45 kW"]
[null,null,null,null,"15 kW"]
[null,null,null,null,"18,5 kW"]
[null,null,null,null,"22 kW"]
[null,null,null,null,"30 kW"]
[null,null,null,null,"37 kW"]
[null,null,null,null,"45 kW"]
[null,null,null,null,"18,5 kW"]
[null,null,null,null,"22 kW"]
[null,null,null,null,"30 kW"]
[null,null,null,null,"37 kW"]
[null,null,null,null,"45 kW"]
[null,null,null,null,"0,55 kW"]
[null,null,null,null,"0,55 kW"]
[null,null,null,null,"0,75 kW"]
[null,null,null,null,"0,55 kW"]
[null,null,null,null,"0,75 kW"]
[null,null,null,null,"0,55 kW"]
[null,null,null,null,"0,75 kW"]
[null,null,null,null,"1,1 kW"]
[null,null,null,null,"0,75 kW"]
[null,null,null,null,"1,1 kW"]
[null,null,null,null,"1,5 kW"]
[null,null,null,null,"0,75 kW"]
[null,null,null,null,"1,1 kW"]
[null,null,null,null,"1,5 kW"]
[null,null,null,null,"2,2 kW"]
[null,null,null,null,"0,75 kW"]
[null,null,null,null,"1,1 kW"]
[null,null,null,null,"1,5 kW"]
[null,null,null,null,"2,2 kW"]
[null,null,null,null,"3 kW"]
[null,null,null,null,"1,5 kW"]
[null,null,null,null,"2,2 kW"]
[null,null,null,null,"1,5 kW"]
[null,null,null,null,"2,2 kW"]
[null,null,null,null,"3 kW"]
[null,null,null,null,"1,5 kW"]
[null,null,null,null,"2,2 kW"]
[null,null,null,null,"1,5 kW"]
[null,null,null,null,"2,2 kW"]
[null,null,null,null,"3 kW"]
[null,null,null,null,"4 kW"]
[null,null,null,null,"1,5 kW"]
[null,null,null,null,"2,2 kW"]
[null,null,null,null,"3 kW"]
[null,null,null,null,"4 kW"]
[null,null,null,null,"5,5 kW"]
[null,null,null,null,"2,2 kW"]
[null,null,null,null,"3 kW"]
[null,null,null,null,"4 kW"]
[null,null,null,null,"5,5 kW"]
[null,null,null,null,"7,5 kW"]
[null,null,null,null,"1,5 kW"]
[null,null,null,null,"2,2 kW"]
[null,null,null,null,"3 kW"]
[null,null,null,null,"4 kW"]
[null,null,null,null,"5,5 kW"]
[null,null,null,null,"11 kW"]
[null,null,null,null,"2,2 kW"]
[null,null,null,null,"3 kW"]
[null,null,null,null,"4 kW"]
[null,null,null,null,"5,5 kW"]
[null,null,null,null,"7,5 kW"]
[null,null,null,null,"11 kW"]
[null,null,null,null,"15 kW"]
[null,null,null,null,"4 kW"]
[null,null,null,null,"5,5 kW"]
[null,null,null,null,"7,5 kW"]
[null,null,null,null,"11 kW"]
[null,null,null,null,"15 kW"]
[null,null,null,null,"18,5 kW"]
[null,null,null,null,"22 kW"]
[null,null,null,null,"5,5 kW"]
[null,null,null,null,"7,5 kW"]
[null,null,null,null,"1,1 kW"]
[null,null,null,null,"1,5 kW"]
[null,null,null,null,"2,2 kW"]
[null,null,null,null,"1,5 kW"]
[null,null,null,null,"2,2 kW"]
[null,null,null,null,"3 kW"]
[null,null,null,null,"2,2 kW"]
[null,null,null,null,"3 kW"]
[null,null,null,null,"4 kW"]
[null,null,null,null,"3 kW"]
[null,null,null,null,"4 kW"]
[null,null,null,null,"5,5 kW"]
[null,null,null,null,"7,5 kW"]
[null,null,null,null,"9,2 kW"]
[null,null,null,null,"5,5 kW"]
[null,null,null,null,"7,5 kW"]
[null,null,null,null,"0,37 kW"]
[null,null,null,null,"0,55 kW"]
[null,null,null,null,"0,55 kW"]
[null,null,null,null,"0,75 kW"]
[null,null,null,null,"1,1 kW"]
[null,null,null,null,"0,55 kW"]
[null,null,null,null,"0,75 kW"]
[null,null,null,null,"1,1 kW"]
[null,null,null,null,"1,5 kW"]
[null,null,null,null,"0,75 kW"]
[null,null,null,null,"1,1 kW"]
[null,null,null,null,"1,5 kW"]
[null,null,null,null,"2,2 kW"]
[null,null,null,null,"3 kW"]
[null,null,null,null,"0,75 kW"]
[null,null,null,null,"1,1 kW"]
[null,null,null,null,"1,5 kW"]
[null,null,null,null,"2,2 kW"]
[null,null,null,null,"3 kW"]
[null,null,null,null,"1,1 kW"]
[null,null,null,null,"1,5 kW"]
[null,null,null,null,"2,2 kW"]
[null,null,null,null,"3 kW"]
[null,null,null,null,"4 kW"]
[null,null,null,null,"1,1 kW"]
[null,null,null,null,"1,5 kW"]
[null,null,null,null,"2,2 kW"]
[null,null,null,null,"3 kW"]
[null,null,null,null,"4 kW"]
[null,null,null,null,"5,5 kW"]
[null,null,null,null,"1,5 kW"]
[null,null,null,null,"2,2 kW"]
[null,null,null,null,"3 kW"]
[null,null,null,null,"4 kW"]
[null,null,null,null,"5,5 kW"]
[null,null,null,null,"7,5 kW"]
[null,null,null,null,"2,2 kW"]
[null,null,null,null,"3 kW"]
[null,null,null,null,"4 kW"]
[null,null,null,null,"5,5 kW"]
[null,null,null,null,"7,5 kW"]
[null,null,null,null,"2,2 kW"]
[null,null,null,null,"3 kW"]
[null,null,null,null,"4 kW"]
[null,null,null,null,"5,5 kW"]
[null,null,null,null,"7,5 kW"]
[null,null,null,null,"11 kW"]
[null,null,null,null,"3 kW"]
[null,null,null,null,"4 kW"]
[null,null,null,null,"5,5 kW"]
[null,null,null,null,"7,5 kW"]
[null,null,null,null,"11 kW"]
[null,null,null,null,"15 kW"]
[null,null,null,null,"5,5 kW"]
[null,null,null,null,"7,5 kW"]
[null,null,null,null,"11 kW"]
[null,null,null,null,"3 kW"]
[null,null,null,null,"4 kW"]
[null,null,null,null,"5,5 kW"]
[null,null,null,null,"7,5 kW"]
[null,null,null,null,"11 kW"]
[null,null,null,null,"15 kW"]
[null,null,null,null,"18,5 kW"]
[null,null,null,null,"4 kW"]
[null,null,null,null,"5,5 kW"]
[null,null,null,null,"7,5 kW"]
[null,null,null,null,"11 kW"]
[null,null,null,null,"15 kW"]
[null,null,null,null,"18,5 kW"]
[null,null,null,null,"22 kW"]
[null,null,null,null,"7,5 kW"]
[null,null,null,null,"11 kW"]
[null,null,null,null,"15 kW"]
[null,null,null,null,"18,5 kW"]
[null,null,null,null,"4 kW"]
[null,null,null,null,"5,5 kW"]
[null,null,null,null,"7,5 kW"]
[null,null,null,null,"11 kW"]
[null,null,null,null,"15 kW"]
[null,null,null,null,"18,5 kW"]
[null,null,null,null,"22 kW"]
[null,null,null,null,"11 kW"]
[null,null,null,null,"15 kW"]
[null,null,null,null,"18,5 kW"]
[null,null,null,null,"22 kW"]
[null,null,null,null,"11 kW"]
[null,null,null,null,"15 kW"]
[null,null,null,null,"18,5 kW"]
[null,null,null,null,"22 kW"]
[null,null,null,null,"30 kW"]
[null,null,null,null,"7,5 kW"]
[null,null,null,null,"15 kW"]
[null,null,null,null,"18,5 kW"]
[null,null,null,null,"22 kW"]
[null,null,null,null,"30 kW"]
[null,null,null,null,"37 kW"]
[null,null,null,null,"45 kW"]
[null,null,null,null,"15 kW"]
[null,null,null,null,"18,5 kW"]
[null,null,null,null,"22 kW"]
[null,null,null,null,"30 kW"]
[null,null,null,null,"37 kW"]
[null,null,null,null,"45 kW"]
[null,null,null,null,"18,5 kW"]
[null,null,null,null,"22 kW"]
[null,null,null,null,"30 kW"]
[null,null,null,null,"37 kW"]
[null,null,null,null,"45 kW"]
[null,null,null,null,"0,55 kW"]
[null,null,null,null,"0,55 kW"]
[null,null,null,null,"0,75 kW"]
[null,null,null,null,"0,55 kW"]
[null,null,null,null,"0,75 kW"]
[null,null,null,null,"0,55 kW"]
[null,null,null,null,"0,75 kW"]
[null,null,null,null,"1,1 kW"]
[null,null,null,null,"0,75 kW"]
[null,null,null,null,"1,1 kW"]
[null,null,null,null,"1,5 kW"]
[null,null,null,null,"0,75 kW"]
[null,null,null,null,"1,1 kW"]
[null,null,null,null,"1,5 kW"]
[null,null,null,null,"2,2 kW"]
[null,null,null,null,"0,75 kW"]
[null,null,null,null,"1,1 kW"]
[null,null,null,null,"1,5 kW"]
[null,null,null,null,"2,2 kW"]
[null,null,null,null,"3 kW"]
[null,null,null,null,"1,5 kW"]
[null,null,null,null,"2,2 kW"]
[null,null,null,null,"1,5 kW"]
[null,null,null,null,"2,2 kW"]
[null,null,null,null,"3 kW"]
[null,null,null,null,"1,5 kW"]
[null,null,null,null,"2,2 kW"]
[null,null,null,null,"1,5 kW"]
[null,null,null,null,"2,2 kW"]
[null,null,null,null,"3 kW"]
[null,null,null,null,"4 kW"]
[null,null,null,null,"1,5 kW"]
[null,null,null,null,"2,2 kW"]
[null,null,null,null,"3 kW"]
[null,null,null,null,"4 kW"]
[null,null,null,null,"5,5 kW"]
[null,null,null,null,"2,2 kW"]
[null,null,null,null,"3 kW"]
[null,null,null,null,"4 kW"]
[null,null,null,null,"5,5 kW"]
[null,null,null,null,"7,5 kW"]
[null,null,null,null,"1,5 kW"]
[null,null,null,null,"2,2 kW"]
[null,null,null,null,"3 kW"]
[null,null,null,null,"4 kW"]
[null,null,null,null,"5,5 kW"]
[null,null,null,null,"11 kW"]
[null,null,null,null,"2,2 kW"]
[null,null,null,null,"3 kW"]
[null,null,null,null,"4 kW"]
[null,null,null,null,"5,5 kW"]
[null,null,null,null,"7,5 kW"]
[null,null,null,null,"11 kW"]
[null,null,null,null,"15 kW"]
[null,null,null,null,"4 kW"]
[null,null,null,null,"5,5 kW"]
[null,null,null,null,"7,5 kW"]
[null,null,null,null,"11 kW"]
[null,null,null,null,"15 kW"]
[null,null,null,null,"18,5 kW"]
[null,null,null,null,"22 kW"]
[null,null,null,null,"5,5 kW"]
[null,null,null,null,"7,5 kW"]
[null,null,null,null,"1,1 kW"]
[null,null,null,null,"1,5 kW"]
[null,null,null,null,"2,2 kW"]
[null,null,null,null,"1,5 kW"]
[null,null,null,null,"2,2 kW"]
[null,null,null,null,"3 kW"]
[null,null,null,null,"2,2 kW"]
[null,null,null,null,"3 kW"]
[null,null,null,null,"4 kW"]
[null,null,null,null,"3 kW"]
[null,null,null,null,"4 kW"]
[null,null,null,null,"5,5 kW"]
[null,null,null,null,"7,5 kW"]
[null,null,null,null,"9,2 kW"]
[null,null,null,null,"5,5 kW"]
[null,null,null,null,"7,5 kW"]
[null,null,null,null,"0,37 kW"]
[null,null,null,null,"0,55 kW"]
[null,null,null,null,"0,55 kW"]
[null,null,null,null,"0,75 kW"]
[null,null,null,null,"1,1 kW"]
[null,null,null,null,"0,55 kW"]
[null,null,null,null,"0,75 kW"]
[null,null,null,null,"1,1 kW"]
[null,null,null,null,"1,5 kW"]
[null,null,null,null,"0,75 kW"]
[null,null,null,null,"1,1 kW"]
[null,null,null,null,"1,5 kW"]
[null,null,null,null,"2,2 kW"]
[null,null,null,null,"3 kW"]
[null,null,null,null,"0,75 kW"]
[null,null,null,null,"1,1 kW"]
[null,null,null,null,"1,5 kW"]
[null,null,null,null,"2,2 kW"]
[null,null,null,null,"3 kW"]
[null,null,null,null,"1,1 kW"]
[null,null,null,null,"1,5 kW"]
[null,null,null,null,"2,2 kW"]
[null,null,null,null,"3 kW"]
[null,null,null,null,"4 kW"]
[null,null,null,null,"1,1 kW"]
[null,null,null,null,"1,5 kW"]
[null,null,null,null,"2,2 kW"]
[null,null,null,null,"3 kW"]
[null,null,null,null,"4 kW"]
[null,null,null,null,"5,5 kW"]
[null,null,null,null,"1,5 kW"]
[null,null,null,null,"2,2 kW"]
[null,null,null,null,"3 kW"]
[null,null,null,null,"4 kW"]
[null,null,null,null,"5,5 kW"]
[null,null,null,null,"7,5 kW"]
[null,null,null,null,"2,2 kW"]
[null,null,null,null,"3 kW"]
[null,null,null,null,"4 kW"]
[null,null,null,null,"5,5 kW"]
[null,null,null,null,"7,5 kW"]
[null,null,null,null,"2,2 kW"]
[null,null,null,null,"3 kW"]
[null,null,null,null,"4 kW"]
[null,null,null,null,"5,5 kW"]
[null,null,null,null,"7,5 kW"]
[null,null,null,null,"11 kW"]
[null,null,null,null,"3 kW"]
[null,null,null,null,"4 kW"]
[null,null,null,null,"5,5 kW"]
[null,null,null,null,"7,5 kW"]
[null,null,null,null,"11 kW"]
[null,null,null,null,"15 kW"]
[null,null,null,null,"5,5 kW"]
[null,null,null,null,"7,5 kW"]
[null,null,null,null,"11 kW"]
[null,null,null,null,"3 kW"]
[null,null,null,null,"4 kW"]
[null,null,null,null,"5,5 kW"]
[null,null,null,null,"7,5 kW"]
[null,null,null,null,"11 kW"]
[null,null,null,null,"15 kW"]
[null,null,null,null,"18,5 kW"]
[null,null,null,null,"4 kW"]
[null,null,null,null,"5,5 kW"]
[null,null,null,null,"7,5 kW"]
[null,null,null,null,"11 kW"]
[null,null,null,null,"15 kW"]
[null,null,null,null,"18,5 kW"]
[null,null,null,null,"22 kW"]
[null,null,null,null,"7,5 kW"]
[null,null,null,null,"11 kW"]
[null,null,null,null,"15 kW"]
[null,null,null,null,"18,5 kW"]
[null,null,null,null,"4 kW"]
[null,null,null,null,"5,5 kW"]
[null,null,null,null,"7,5 kW"]
[null,null,null,null,"11 kW"]
[null,null,null,null,"15 kW"]
[null,null,null,null,"18,5 kW"]
[null,null,null,null,"22 kW"]
[null,null,null,null,"11 kW"]
[null,null,null,null,"15 kW"]
[null,null,null,null,"18,5 kW"]
[null,null,null,null,"22 kW"]
[null,null,null,null,"11 kW"]
[null,null,null,null,"15 kW"]
[null,null,null,null,"18,5 kW"]
[null,null,null,null,"22 kW"]
[null,null,null,null,"30 kW"]
[null,null,null,null,"7,5 kW"]
[null,null,null,null,"15 kW"]
[null,null,null,null,"18,5 kW"]
[null,null,null,null,"22 kW"]
[null,null,null,null,"30 kW"]
[null,null,null,null,"37 kW"]
[null,null,null,null,"45 kW"]
[null,null,null,null,"15 kW"]
[null,null,null,null,"18,5 kW"]
[null,null,null,null,"22 kW"]
[null,null,null,null,"30 kW"]
[null,null,null,null,"37 kW"]
[null,null,null,null,"45 kW"]
[null,null,null,null,"18,5 kW"]
[null,null,null,null,"22 kW"]
[null,null,null,null,"30 kW"]
[null,null,null,null,"37 kW"]
[null,null,null,null,"45 kW"]
[null,null,null,null,"0,55 kW"]
[null,null,null,null,"0,55 kW"]
[null,null,null,null,"0,75 kW"]
[null,null,null,null,"0,55 kW"]
[null,null,null,null,"0,75 kW"]
[null,null,null,null,"0,55 kW"]
[null,null,null,null,"0,75 kW"]
[null,null,null,null,"1,1 kW"]
[null,null,null,null,"0,75 kW"]
[null,null,null,null,"1,1 kW"]
[null,null,null,null,"1,5 kW"]
[null,null,null,null,"0,75 kW"]
[null,null,null,null,"1,1 kW"]
[null,null,null,null,"1,5 kW"]
[null,null,null,null,"2,2 kW"]
[null,null,null,null,"0,75 kW"]
[null,null,null,null,"1,1 kW"]
[null,null,null,null,"1,5 kW"]
[null,null,null,null,"2,2 kW"]
[null,null,null,null,"3 kW"]
[null,null,null,null,"1,5 kW"]
[null,null,null,null,"2,2 kW"]
[null,null,null,null,"1,5 kW"]
[null,null,null,null,"2,2 kW"]
[null,null,null,null,"3 kW"]
[null,null,null,null,"1,5 kW"]
[null,null,null,null,"2,2 kW"]
[null,null,null,null,"1,5 kW"]
[null,null,null,null,"2,2 kW"]
[null,null,null,null,"3 kW"]
[null,null,null,null,"4 kW"]
[null,null,null,null,"1,5 kW"]
[null,null,null,null,"2,2 kW"]
[null,null,null,null,"3 kW"]
[null,null,null,null,"4 kW"]
[null,null,null,null,"5,5 kW"]
[null,null,null,null,"2,2 kW"]
[null,null,null,null,"3 kW"]
[null,null,null,null,"4 kW"]
[null,null,null,null,"5,5 kW"]
[null,null,null,null,"7,5 kW"]
[null,null,null,null,"1,5 kW"]
[null,null,null,null,"2,2 kW"]
[null,null,null,null,"3 kW"]
[null,null,null,null,"4 kW"]
[null,null,null,null,"5,5 kW"]
[null,null,null,null,"11 kW"]
[null,null,null,null,"2,2 kW"]
[null,null,null,null,"3 kW"]
[null,null,null,null,"4 kW"]
[null,null,null,null,"5,5 kW"]
[null,null,null,null,"7,5 kW"]
[null,null,null,null,"11 kW"]
[null,null,null,null,"15 kW"]
[null,null,null,null,"4 kW"]
[null,null,null,null,"5,5 kW"]
[null,null,null,null,"7,5 kW"]
[null,null,null,null,"11 kW"]
[null,null,null,null,"15 kW"]
[null,null,null,null,"18,5 kW"]
[null,null,null,null,"22 kW"]
[null,null,null,null,"5,5 kW"]
[null,null,null,null,"7,5 kW"]
[null,null,null,null,"1,1 kW"]
[null,null,null,null,"1,5 kW"]
[null,null,null,null,"3 kW"]
[null,null,null,null,"2,2 kW"]
[null,null,null,null,"3 kW"]
[null,null,null,null,"4 kW"]
[null,null,null,null,"3 kW"]
[null,null,null,null,"4 kW"]
[null,null,null,null,"5,5 kW"]
[null,null,null,null,"7,5 kW"]
[null,null,null,null,"5,5 kW"]
[null,null,null,null,"7,5 kW"]
[null,null,null,null,"0,55 kW"]
[null,null,null,null,"0,55 kW"]
[null,null,null,null,"0,75 kW"]
[null,null,null,null,"1,1 kW"]
[null,null,null,null,"0,55 kW"]
[null,null,null,null,"0,75 kW"]
[null,null,null,null,"1,1 kW"]
[null,null,null,null,"1,5 kW"]
[null,null,null,null,"0,75 kW"]
[null,null,null,null,"1,1 kW"]
[null,null,null,null,"1,5 kW"]
[null,null,null,null,"2,2 kW"]
[null,null,null,null,"3 kW"]
[null,null,null,null,"0,75 kW"]
[null,null,null,null,"1,1 kW"]
[null,null,null,null,"1,5 kW"]
[null,null,null,null,"2,2 kW"]
[null,null,null,null,"3 kW"]
[null,null,null,null,"1,1 kW"]
[null,null,null,null,"1,5 kW"]
[null,null,null,null,"2,2 kW"]
[null,null,null,null,"3 kW"]
[null,null,null,null,"4 kW"]
[null,null,null,null,"1,1 kW"]
[null,null,null,null,"1,5 kW"]
[null,null,null,null,"2,2 kW"]
[null,null,null,null,"3 kW"]
[null,null,null,null,"4 kW"]
[null,null,null,null,"5,5 kW"]
[null,null,null,null,"1,5 kW"]
[null,null,null,null,"2,2 kW"]
[null,null,null,null,"3 kW"]
[null,null,null,null,"4 kW"]
[null,null,null,null,"5,5 kW"]
[null,null,null,null,"7,5 kW"]
[null,null,null,null,"2,2 kW"]
[null,null,null,null,"3 kW"]
[null,null,null,null,"4 kW"]
[null,null,null,null,"5,5 kW"]
[null,null,null,null,"7,5 kW"]
[null,null,null,null,"2,2 kW"]
[null,null,null,null,"3 kW"]
[null,null,null,null,"4 kW"]
[null,null,null,null,"5,5 kW"]
[null,null,null,null,"7,5 kW"]
[null,null,null,null,"11 kW"]
[null,null,null,null,"3 kW"]
[null,null,null,null,"4 kW"]
[null,null,null,null,"5,5 kW"]
[null,null,null,null,"7,5 kW"]
[null,null,null,null,"11 kW"]
[null,null,null,null,"15 kW"]
[null,null,null,null,"5,5 kW"]
[null,null,null,null,"7,5 kW"]
[null,null,null,null,"11 kW"]
[null,null,null,null,"3 kW"]
[null,null,null,null,"4 kW"]
[null,null,null,null,"5,5 kW"]
[null,null,null,null,"7,5 kW"]
[null,null,null,null,"11 kW"]
[null,null,null,null,"15 kW"]
[null,null,null,null,"18,5 kW"]
[null,null,null,null,"4 kW"]
[null,null,null,null,"5,5 kW"]
[null,null,null,null,"7,5 kW"]
[null,null,null,null,"11 kW"]
[null,null,null,null,"15 kW"]
[null,null,null,null,"18,5 kW"]
[null,null,null,null,"22 kW"]
[null,null,null,null,"7,5 kW"]
[null,null,null,null,"11 kW"]
[null,null,null,null,"15 kW"]
[null,null,null,null,"18,5 kW"]
[null,null,null,null,"4 kW"]
[null,null,null,null,"5,5 kW"]
[null,null,null,null,"7,5 kW"]
[null,null,null,null,"11 kW"]
[null,null,null,null,"15 kW"]
[null,null,null,null,"18,5 kW"]
[null,null,null,null,"22 kW"]
[null,null,null,null,"11 kW"]
[null,null,null,null,"15 kW"]
[null,null,null,null,"18,5 kW"]
[null,null,null,null,"22 kW"]
[null,null,null,null,"11 kW"]
[null,null,null,null,"15 kW"]
[null,null,null,null,"18,5 kW"]
[null,null,null,null,"22 kW"]
[null,null,null,null,"30 kW"]
[null,null,null,null,"7,5 kW"]
[null,null,null,null,"15 kW"]
[null,null,null,null,"18,5 kW"]
[null,null,null,null,"22 kW"]
[null,null,null,null,"30 kW"]
[null,null,null,null,"37 kW"]
[null,null,null,null,"45 kW"]
[null,null,null,null,"15 kW"]
[null,null,null,null,"18,5 kW"]
[null,null,null,null,"22 kW"]
[null,null,null,null,"30 kW"]
[null,null,null,null,"37 kW"]
[null,null,null,null,"45 kW"]
[null,null,null,null,"18,5 kW"]
[null,null,null,null,"22 kW"]
[null,null,null,null,"30 kW"]
[null,null,null,null,"37 kW"]
[null,null,null,null,"45 kW"]
[null,null,null,null,"0,55 kW"]
[null,null,null,null,"0,55 kW"]
[null,null,null,null,"0,75 kW"]
[null,null,null,null,"0,55 kW"]
[null,null,null,null,"0,75 kW"]
[null,null,null,null,"0,55 kW"]
[null,null,null,null,"0,75 kW"]
[null,null,null,null,"1,1 kW"]
[null,null,null,null,"0,75 kW"]
[null,null,null,null,"1,5 kW"]
[null,null,null,null,"0,75 kW"]
[null,null,null,null,"1,1 kW"]
[null,null,null,null,"1,5 kW"]
[null,null,null,null,"2,2 kW"]
[null,null,null,null,"0,75 kW"]
[null,null,null,null,"1,5 kW"]
[null,null,null,null,"2,2 kW"]
[null,null,null,null,"3 kW"]
[null,null,null,null,"1,5 kW"]
[null,null,null,null,"1,5 kW"]
[null,null,null,null,"2,2 kW"]
[null,null,null,null,"3 kW"]
[null,null,null,null,"1,5 kW"]
[null,null,null,null,"2,2 kW"]
[null,null,null,null,"1,5 kW"]
[null,null,null,null,"2,2 kW"]
[null,null,null,null,"3 kW"]
[null,null,null,null,"4 kW"]
[null,null,null,null,"1,5 kW"]
[null,null,null,null,"2,2 kW"]
[null,null,null,null,"3 kW"]
[null,null,null,null,"4 kW"]
[null,null,null,null,"5,5 kW"]
[null,null,null,null,"2,2 kW"]
[null,null,null,null,"3 kW"]
[null,null,null,null,"4 kW"]
[null,null,null,null,"5,5 kW"]
[null,null,null,null,"7,5 kW"]
[null,null,null,null,"1,5 kW"]
[null,null,null,null,"2,2 kW"]
[null,null,null,null,"3 kW"]
[null,null,null,null,"4 kW"]
[null,null,null,null,"5,5 kW"]
[null,null,null,null,"11 kW"]
[null,null,null,null,"2,2 kW"]
[null,null,null,null,"3 kW"]
[null,null,null,null,"4 kW"]
[null,null,null,null,"5,5 kW"]
[null,null,null,null,"7,5 kW"]
[null,null,null,null,"11 kW"]
[null,null,null,null,"15 kW"]
[null,null,null,null,"4 kW"]
[null,null,null,null,"5,5 kW"]
[null,null,null,null,"7,5 kW"]
[null,null,null,null,"11 kW"]
[null,null,null,null,"15 kW"]
[null,null,null,null,"18,5 kW"]
[null,null,null,null,"22 kW"]
[null,null,null,null,"5,5 kW"]
[null,null,null,null,"7,5 kW"]
[null,null,null,null,"1,1 kW"]
[null,null,null,null,"1,5 kW"]
[null,null,null,null,"2,2 kW"]
[null,null,null,null,"1,5 kW"]
[null,null,null,null,"2,2 kW"]
[null,null,null,null,"3 kW"]
[null,null,null,null,"2,2 kW"]
[null,null,null,null,"3 kW"]
[null,null,null,null,"4 kW"]
[null,null,null,null,"3 kW"]
[null,null,null,null,"4 kW"]
[null,null,null,null,"5,5 kW"]
[null,null,null,null,"7,5 kW"]
[null,null,null,null,"5,5 kW"]
[null,null,null,null,"7,5 kW"]
[null,null,null,null,"0,55 kW"]
[null,null,null,null,"0,55 kW"]
[null,null,null,null,"0,75 kW"]
[null,null,null,null,"1,1 kW"]
[null,null,null,null,"0,55 kW"]
[null,null,null,null,"0,75 kW"]
[null,null,null,null,"1,1 kW"]
[null,null,null,null,"1,5 kW"]
[null,null,null,null,"2,2 kW"]
[null,null,null,null,"0,75 kW"]
[null,null,null,null,"1,1 kW"]
[null,null,null,null,"1,5 kW"]
[null,null,null,null,"2,2 kW"]
[null,null,null,null,"3 kW"]
[null,null,null,null,"0,75 kW"]
[null,null,null,null,"1,1 kW"]
[null,null,null,null,"1,5 kW"]
[null,null,null,null,"2,2 kW"]
[null,null,null,null,"3 kW"]
[null,null,null,null,"1,1 kW"]
[null,null,null,null,"1,5 kW"]
[null,null,null,null,"2,2 kW"]
[null,null,null,null,"3 kW"]
[null,null,null,null,"4 kW"]
[null,null,null,null,"1,1 kW"]
[null,null,null,null,"1,5 kW"]
[null,null,null,null,"2,2 kW"]
[null,null,null,null,"3 kW"]
[null,null,null,null,"4 kW"]
[null,null,null,null,"5,5 kW"]
[null,null,null,null,"1,5 kW"]
[null,null,null,null,"2,2 kW"]
[null,null,null,null,"3 kW"]
[null,null,null,null,"4 kW"]
[null,null,null,null,"5,5 kW"]
[null,null,null,null,"7,5 kW"]
[null,null,null,null,"2,2 kW"]
[null,null,null,null,"3 kW"]
[null,null,null,null,"4 kW"]
[null,null,null,null,"5,5 kW"]
[null,null,null,null,"7,5 kW"]
[null,null,null,null,"2,2 kW"]
[null,null,null,null,"3 kW"]
[null,null,null,null,"4 kW"]
[null,null,null,null,"5,5 kW"]
[null,null,null,null,"7,5 kW"]
[null,null,null,null,"11 kW"]
[null,null,null,null,"3 kW"]
[null,null,null,null,"4 kW"]
[null,null,null,null,"5,5 kW"]
[null,null,null,null,"7,5 kW"]
[null,null,null,null,"11 kW"]
[null,null,null,null,"15 kW"]
[null,null,null,null,"5,5 kW"]
[null,null,null,null,"7,5 kW"]
[null,null,null,null,"11 kW"]
[null,null,null,null,"3 kW"]
[null,null,null,null,"4 kW"]
[null,null,null,null,"5,5 kW"]
[null,null,null,null,"7,5 kW"]
[null,null,null,null,"11 kW"]
[null,null,null,null,"15 kW"]
[null,null,null,null,"18,5 kW"]
[null,null,null,null,"4 kW"]
[null,null,null,null,"5,5 kW"]
[null,null,null,null,"7,5 kW"]
[null,null,null,null,"11 kW"]
[null,null,null,null,"15 kW"]
[null,null,null,null,"18,5 kW"]
[null,null,null,null,"22 kW"]
[null,null,null,null,"7,5 kW"]
[null,null,null,null,"11 kW"]
[null,null,null,null,"15 kW"]
[null,null,null,null,"18,5 kW"]
[null,null,null,null,"4 kW"]
[null,null,null,null,"5,5 kW"]
[null,null,null,null,"7,5 kW"]
[null,null,null,null,"11 kW"]
[null,null,null,null,"15 kW"]
[null,null,null,null,"18,5 kW"]
[null,null,null,null,"22 kW"]
[null,null,null,null,"11 kW"]
[null,null,null,null,"15 kW"]
[null,null,null,null,"18,5 kW"]
[null,null,null,null,"22 kW"]
[null,null,null,null,"11 kW"]
[null,null,null,null,"15 kW"]
[null,null,null,null,"18,5 kW"]
[null,null,null,null,"22 kW"]
[null,null,null,null,"30 kW"]
[null,null,null,null,"7,5 kW"]
[null,null,null,null,"15 kW"]
[null,null,null,null,"18,5 kW"]
[null,null,null,null,"22 kW"]
[null,null,null,null,"30 kW"]
[null,null,null,null,"37 kW"]
[null,null,null,null,"45 kW"]
[null,null,null,null,"15 kW"]
[null,null,null,null,"18,5 kW"]
[null,null,null,null,"22 kW"]
[null,null,null,null,"30 kW"]
[null,null,null,null,"37 kW"]
[null,null,null,null,"45 kW"]
[null,null,null,null,"18,5 kW"]
[null,null,null,null,"22 kW"]
[null,null,null,null,"30 kW"]
[null,null,null,null,"37 kW"]
[null,null,null,null,"45 kW"]
[null,null,null,null,"0,55 kW"]
[null,null,null,null,"0,55 kW"]
[null,null,null,null,"0,75 kW"]
[null,null,null,null,"1,1 kW"]
[null,null,null,null,"0,55 kW"]
[null,null,null,null,"0,75 kW"]
[null,null,null,null,"0,55 kW"]
[null,null,null,null,"0,75 kW"]
[null,null,null,null,"1,1 kW"]
[null,null,null,null,"0,75 kW"]
[null,null,null,null,"1,1 kW"]
[null,null,null,null,"1,5 kW"]
[null,null,null,null,"0,75 kW"]
[null,null,null,null,"1,1 kW"]
[null,null,null,null,"1,5 kW"]
[null,null,null,null,"2,2 kW"]
[null,null,null,null,"0,75 kW"]
[null,null,null,null,"1,1 kW"]
[null,null,null,null,"1,5 kW"]
[null,null,null,null,"2,2 kW"]
[null,null,null,null,"3 kW"]
[null,null,null,null,"1,5 kW"]
[null,null,null,null,"2,2 kW"]
[null,null,null,null,"1,5 kW"]
[null,null,null,null,"2,2 kW"]
[null,null,null,null,"3 kW"]
[null,null,null,null,"1,5 kW"]
[null,null,null,null,"2,2 kW"]
[null,null,null,null,"3 kW"]
[null,null,null,null,"1,5 kW"]
[null,null,null,null,"2,2 kW"]
[null,null,null,null,"3 kW"]
[null,null,null,null,"4 kW"]
[null,null,null,null,"1,5 kW"]
[null,null,null,null,"2,2 kW"]
[null,null,null,null,"3 kW"]
[null,null,null,null,"4 kW"]
[null,null,null,null,"5,5 kW"]
[null,null,null,null,"2,2 kW"]
[null,null,null,null,"3 kW"]
[null,null,null,null,"4 kW"]
[null,null,null,null,"5,5 kW"]
[null,null,null,null,"1,5 kW"]
[null,null,null,null,"2,2 kW"]
[null,null,null,null,"3 kW"]
[null,null,null,null,"4 kW"]
[null,null,null,null,"5,5 kW"]
[null,null,null,null,"11 kW"]
[null,null,null,null,"2,2 kW"]
[null,null,null,null,"3 kW"]
[null,null,null,null,"4 kW"]
[null,null,null,null,"5,5 kW"]
[null,null,null,null,"11 kW"]
[null,null,null,null,"15 kW"]
[null,null,null,null,"4 kW"]
[null,null,null,null,"5,5 kW"]
[null,null,null,null,"11 kW"]
[null,null,null,null,"15 kW"]
[null,null,null,null,"18,5 kW"]
[null,null,null,null,"22 kW"]
[null,null,null,null,"5,5 kW"]
[null,null,null,null,"1,1 kW"]
[null,null,null,null,"1,5 kW"]
[null,null,null,null,"2,2 kW"]
[null,null,null,null,"1,1 kW"]
[null,null,null,null,"1,5 kW"]
[null,null,null,null,"2,2 kW"]
[null,null,null,null,"1,5 kW"]
[null,null,null,null,"2,2 kW"]
[null,null,null,null,"3 kW"]
[null,null,null,null,"1,5 kW"]
[null,null,null,null,"2,2 kW"]
[null,null,null,null,"3 kW"]
[null,null,null,null,"2,2 kW"]
[null,null,null,null,"3 kW"]
[null,null,null,null,"4 kW"]
[null,null,null,null,"2,2 kW"]
[null,null,null,null,"3 kW"]
[null,null,null,null,"4 kW"]
[null,null,null,null,"3 kW"]
[null,null,null,null,"4 kW"]
[null,null,null,null,"5,5 kW"]
[null,null,null,null,"7,5 kW"]
[null,null,null,null,"3 kW"]
[null,null,null,null,"4 kW"]
[null,null,null,null,"5,5 kW"]
[null,null,null,null,"7,5 kW"]
[null,null,null,null,"5,5 kW"]
[null,null,null,null,"7,5 kW"]
[null,null,null,null,"5,5 kW"]
[null,null,null,null,"7,5 kW"]
[null,null,null,null,"0,25 kW"]
[null,null,null,null,"0,25 kW"]
[null,null,null,null,"0,37 kW"]
[null,null,null,null,"0,55 kW"]
[null,null,null,null,"0,75 kW"]
[null,null,null,null,"1,1 kW"]
[null,null,null,null,"0,55 kW"]
[null,null,null,null,"0,75 kW"]
[null,null,null,null,"1,1 kW"]
[null,null,null,null,"0,75 kW"]
[null,null,null,null,"1,1 kW"]
[null,null,null,null,"1,5 kW"]
[null,null,null,null,"2,2 kW"]
[null,null,null,null,"0,55 kW"]
[null,null,null,null,"0,75 kW"]
[null,null,null,null,"1,1 kW"]
[null,null,null,null,"1,5 kW"]
[null,null,null,null,"2,2 kW"]
[null,null,null,null,"0,75 kW"]
[null,null,null,null,"1,1 kW"]
[null,null,null,null,"1,5 kW"]
[null,null,null,null,"2,2 kW"]
[null,null,null,null,"3 kW"]
[null,null,null,null,"0,75 kW"]
[null,null,null,null,"1,1 kW"]
[null,null,null,null,"1,5 kW"]
[null,null,null,null,"2,2 kW"]
[null,null,null,null,"3 kW"]
[null,null,null,null,"0,75 kW"]
[null,null,null,null,"1,1 kW"]
[null,null,null,null,"1,5 kW"]
[null,null,null,null,"2,2 kW"]
[null,null,null,null,"3 kW"]
[null,null,null,null,"0,75 kW"]
[null,null,null,null,"1,1 kW"]
[null,null,null,null,"1,5 kW"]
[null,null,null,null,"2,2 kW"]
[null,null,null,null,"3 kW"]
[null,null,null,null,"1,1 kW"]
[null,null,null,null,"1,5 kW"]
[null,null,null,null,"2,2 kW"]
[null,null,null,null,"3 kW"]
[null,null,null,null,"4 kW"]
[null,null,null,null,"1,1 kW"]
[null,null,null,null,"1,5 kW"]
[null,null,null,null,"2,2 kW"]
[null,null,null,null,"3 kW"]
[null,null,null,null,"4 kW"]
[null,null,null,null,"1,1 kW"]
[null,null,null,null,"1,5 kW"]
[null,null,null,null,"2,2 kW"]
[null,null,null,null,"3 kW"]
[null,null,null,null,"4 kW"]
[null,null,null,null,"5,5 kW"]
[null,null,null,null,"1,1 kW"]
[null,null,null,null,"1,5 kW"]
[null,null,null,null,"2,2 kW"]
[null,null,null,null,"3 kW"]
[null,null,null,null,"4 kW"]
[null,null,null,null,"5,5 kW"]
[null,null,null,null,"1,5 kW"]
[null,null,null,null,"2,2 kW"]
[null,null,null,null,"3 kW"]
[null,null,null,null,"4 kW"]
[null,null,null,null,"5,5 kW"]
[null,null,null,null,"7,5 kW"]
[null,null,null,null,"1,5 kW"]
[null,null,null,null,"2,2 kW"]
[null,null,null,null,"3 kW"]
[null,null,null,null,"4 kW"]
[null,null,null,null,"5,5 kW"]
[null,null,null,null,"7,5 kW"]
[null,null,null,null,"2,2 kW"]
[null,null,null,null,"3 kW"]
[null,null,null,null,"4 kW"]
[null,null,null,null,"5,5 kW"]
[null,null,null,null,"7,5 kW"]
[null,null,null,null,"2,2 kW"]
[null,null,null,null,"3 kW"]
[null,null,null,null,"4 kW"]
[null,null,null,null,"5,5 kW"]
[null,null,null,null,"7,5 kW"]
[null,null,null,null,"2,2 kW"]
[null,null,null,null,"3 kW"]
[null,null,null,null,"4 kW"]
[null,null,null,null,"5,5 kW"]
[null,null,null,null,"7,5 kW"]
[null,null,null,null,"2,2 kW"]
[null,null,null,null,"3 kW"]
[null,null,null,null,"4 kW"]
[null,null,null,null,"5,5 kW"]
[null,null,null,null,"7,5 kW"]
[null,null,null,null,"11 kW"]
[null,null,null,null,"3 kW"]
[null,null,null,null,"4 kW"]
[null,null,null,null,"5,5 kW"]
[null,null,null,null,"7,5 kW"]
[null,null,null,null,"11 kW"]
[null,null,null,null,"3 kW"]
[null,null,null,null,"4 kW"]
[null,null,null,null,"5,5 kW"]
[null,null,null,null,"7,5 kW"]
[null,null,null,null,"11 kW"]
[null,null,null,null,"15 kW"]
[null,null,null,null,"5,5 kW"]
[null,null,null,null,"7,5 kW"]
[null,null,null,null,"11 kW"]
[null,null,null,null,"15 kW"]
[null,null,null,null,"5,5 kW"]
[null,null,null,null,"7,5 kW"]
[null,null,null,null,"11 kW"]
[null,null,null,null,"3 kW"]
[null,null,null,null,"4 kW"]
[null,null,null,null,"5,5 kW"]
[null,null,null,null,"7,5 kW"]
[null,null,null,null,"11 kW"]
[null,null,null,null,"3 kW"]
[null,null,null,null,"4 kW"]
[null,null,null,null,"5,5 kW"]
[null,null,null,null,"7,5 kW"]
[null,null,null,null,"11 kW"]
[null,null,null,null,"15 kW"]
[null,null,null,null,"18,5 kW"]
[null,null,null,null,"4 kW"]
[null,null,null,null,"5,5 kW"]
[null,null,null,null,"7,5 kW"]
[null,null,null,null,"11 kW"]
[null,null,null,null,"15 kW"]
[null,null,null,null,"18,5 kW"]
[null,null,null,null,"4 kW"]
[null,null,null,null,"5,5 kW"]
[null,null,null,null,"7,5 kW"]
[null,null,null,null,"11 kW"]
[null,null,null,null,"15 kW"]
[null,null,null,null,"18,5 kW"]
[null,null,null,null,"22 kW"]
[null,null,null,null,"7,5 kW"]
[null,null,null,null,"11 kW"]
[null,null,null,null,"15 kW"]
[null,null,null,null,"18,5 kW"]
[null,null,null,null,"22 kW"]
[null,null,null,null,"7,5 kW"]
[null,null,null,null,"11 kW"]
[null,null,null,null,"15 kW"]
[null,null,null,null,"18,5 kW"]
[null,null,null,null,"4 kW"]
[null,null,null,null,"5,5 kW"]
[null,null,null,null,"7,5 kW"]
[null,null,null,null,"11 kW"]
[null,null,null,null,"15 kW"]
[null,null,null,null,"18,5 kW"]
[null,null,null,null,"4 kW"]
[null,null,null,null,"5,5 kW"]
[null,null,null,null,"7,5 kW"]
[null,null,null,null,"11 kW"]
[null,null,null,null,"15 kW"]
[null,null,null,null,"18,5 kW"]
[null,null,null,null,"22 kW"]
[null,null,null,null,"30 kW"]
[null,null,null,null,"11 kW"]
[null,null,null,null,"15 kW"]
[null,null,null,null,"18,5 kW"]
[null,null,null,null,"22 kW"]
[null,null,null,null,"30 kW"]
[null,null,null,null,"11 kW"]
[null,null,null,null,"15 kW"]
[null,null,null,null,"18,5 kW"]
[null,null,null,null,"22 kW"]
[null,null,null,null,"30 kW"]
[null,null,null,null,"37 kW"]
[null,null,null,null,"45 kW"]
[null,null,null,null,"11 kW"]
[null,null,null,null,"15 kW"]
[null,null,null,null,"18,5 kW"]
[null,null,null,null,"22 kW"]
[null,null,null,null,"30 kW"]
[null,null,null,null,"37 kW"]
[null,null,null,null,"45 kW"]
[null,null,null,null,"11 kW"]
[null,null,null,null,"15 kW"]
[null,null,null,null,"18,5 kW"]
[null,null,null,null,"22 kW"]
[null,null,null,null,"30 kW"]
[null,null,null,null,"7,5 kW"]
[null,null,null,null,"11 kW"]
[null,null,null,null,"15 kW"]
[null,null,null,null,"18,5 kW"]
[null,null,null,null,"22 kW"]
[null,null,null,null,"30 kW"]
[null,null,null,null,"7,5 kW"]
[null,null,null,null,"15 kW"]
[null,null,null,null,"18,5 kW"]
[null,null,null,null,"22 kW"]
[null,null,null,null,"30 kW"]
[null,null,null,null,"37 kW"]
[null,null,null,null,"45 kW"]
[null,null,null,null,"15 kW"]
[null,null,null,null,"18,5 kW"]
[null,null,null,null,"22 kW"]
[null,null,null,null,"30 kW"]
[null,null,null,null,"37 kW"]
[null,null,null,null,"45 kW"]
[null,null,null,null,"15 kW"]
[null,null,null,null,"18,5 kW"]
[null,null,null,null,"22 kW"]
[null,null,null,null,"30 kW"]
[null,null,null,null,"37 kW"]
[null,null,null,null,"45 kW"]
[null,null,null,null,"15 kW"]
[null,null,null,null,"18,5 kW"]
[null,null,null,null,"22 kW"]
[null,null,null,null,"30 kW"]
[null,null,null,null,"37 kW"]
[null,null,null,null,"45 kW"]
[null,null,null,null,"18,5 kW"]
[null,null,null,null,"22 kW"]
[null,null,null,null,"30 kW"]
[null,null,null,null,"37 kW"]
[null,null,null,null,"45 kW"]
[null,null,null,null,"18,5 kW"]
[null,null,null,null,"22 kW"]
[null,null,null,null,"30 kW"]
[null,null,null,null,"37 kW"]
[null,null,null,null,"45 kW"]
[null,null,null,null,"18,5 kW"]
[null,null,null,null,"22 kW"]
[null,null,null,null,"30 kW"]
[null,null,null,null,"37 kW"]
[null,null,null,null,"45 kW"]
[null,null,null,null,"55 kW"]
[null,null,null,null,"75 kW"]
[null,null,null,null,"18,5 kW"]
[null,null,null,null,"22 kW"]
[null,null,null,null,"30 kW"]
[null,null,null,null,"37 kW"]
[null,null,null,null,"45 kW"]
[null,null,null,null,"55 kW"]
[null,null,null,null,"75 kW"]
[null,null,null,null,"110 kW"]
[null,null,null,null,"132 kW"]
[null,null,null,null,"30 kW"]
[null,null,null,null,"37 kW"]
[null,null,null,null,"45 kW"]
[null,null,null,null,"55 kW"]
[null,null,null,null,"75 kW"]
[null,null,null,null,"90 kW"]
[null,null,null,null,"110 kW"]
[null,null,null,null,"132 kW"]
[null,null,null,null,"30 kW"]
[null,null,null,null,"37 kW"]
[null,null,null,null,"45 kW"]
[null,null,null,null,"55 kW"]
[null,null,null,null,"75 kW"]
[null,null,null,null,"90 kW"]
[null,null,null,null,"110 kW"]
[null,null,null,null,"132 kW"]
[null,null,null,null,"160 kW"]
[null,null,null,null,"45 kW"]
[null,null,null,null,"55 kW"]
[null,null,null,null,"75 kW"]
[null,null,null,null,"90 kW"]
[null,null,null,null,"110 kW"]
[null,null,null,null,"132 kW"]
[null,null,null,null,"160 kW"]
[null,null,null,null,"45 kW"]
[null,null,null,null,"55 kW"]
[null,null,null,null,"75 kW"]
[null,null,null,null,"90 kW"]
[null,null,null,null,"110 kW"]
[null,null,null,null,"132 kW"]
[null,null,null,null,"160 kW"]
[null,null,null,null,"55 kW"]
[null,null,null,null,"75 kW"]
[null,null,null,null,"90 kW"]
[null,null,null,null,"110 kW"]
[null,null,null,null,"132 kW"]
[null,null,null,null,"160 kW"]
[null,null,null,null,"55 kW"]
[null,null,null,null,"75 kW"]
[null,null,null,null,"90 kW"]
[null,null,null,null,"110 kW"]
[null,null,null,null,"132 kW"]
[null,null,null,null,"37 kW"]
[null,null,null,null,"45 kW"]
[null,null,null,null,"55 kW"]
[null,null,null,null,"75 kW"]
[null,null,null,null,"90 kW"]
[null,null,null,null,"110 kW"]
[null,null,null,null,"132 kW"]
[null,null,null,null,"37 kW"]
[null,null,null,null,"45 kW"]
[null,null,null,null,"55 kW"]
[null,null,null,null,"75 kW"]
[null,null,null,null,"90 kW"]
[null,null,null,null,"110 kW"]
[null,null,null,null,"132 kW"]
[null,null,null,null,"160 kW"]
[null,null,null,null,"55 kW"]
[null,null,null,null,"75 kW"]
[null,null,null,null,"90 kW"]
[null,null,null,null,"110 kW"]
[null,null,null,null,"132 kW"]
[null,null,null,null,"160 kW"]
[null,null,null,null,"55 kW"]
[null,null,null,null,"75 kW"]
[null,null,null,null,"90 kW"]
[null,null,null,null,"110 kW"]
[null,null,null,null,"132 kW"]
[null,null,null,null,"160 kW"]
[null,null,null,null,"75 kW"]
[null,null,null,null,"90 kW"]
[null,null,null,null,"110 kW"]
[null,null,null,null,"132 kW"]
[null,null,null,null,"160 kW"]
[null,null,null,null,"75 kW"]
[null,null,null,null,"90 kW"]
[null,null,null,null,"110 kW"]
[null,null,null,null,"132 kW"]
[null,null,null,null,"160 kW"]
[null,null,null,null,"75 kW"]
[null,null,null,null,"90 kW"]
[null,null,null,null,"110 kW"]
[null,null,null,null,"132 kW"]
[null,null,null,null,"160 kW"]
[null,null,null,null,"75 kW"]
[null,null,null,null,"90 kW"]
[null,null,null,null,"0,55 kW"]
[null,null,null,null,"0,75 kW"]
[null,null,null,null,"1,1 kW"]
[null,null,null,null,"0,55 kW"]
[null,null,null,null,"0,75 kW"]
[null,null,null,null,"1,1 kW"]
[null,null,null,null,"0,75 kW"]
[null,null,null,null,"0,55 kW"]
[null,null,null,null,"0,75 kW"]
[null,null,null,null,"0,75 kW"]
[null,null,null,null,"1,1 kW"]
[null,null,null,null,"0,55 kW"]
[null,null,null,null,"0,75 kW"]
[null,null,null,null,"1,1 kW"]
[null,null,null,null,"0,75 kW"]
[null,null,null,null,"1,1 kW"]
[null,null,null,null,"1,5 kW"]
[null,null,null,null,"0,75 kW"]
[null,null,null,null,"1,1 kW"]
[null,null,null,null,"1,5 kW"]
[null,null,null,null,"0,75 kW"]
[null,null,null,null,"1,1 kW"]
[null,null,null,null,"1,5 kW"]
[null,null,null,null,"0,75 kW"]
[null,null,null,null,"1,1 kW"]
[null,null,null,null,"1,5 kW"]
[null,null,null,null,"2,2 kW"]
[null,null,null,null,"0,75 kW"]
[null,null,null,null,"1,1 kW"]
[null,null,null,null,"1,5 kW"]
[null,null,null,null,"3 kW"]
[null,null,null,null,"0,75 kW"]
[null,null,null,null,"1,1 kW"]
[null,null,null,null,"1,5 kW"]
[null,null,null,null,"2,2 kW"]
[null,null,null,null,"3 kW"]
[null,null,null,null,"1,5 kW"]
[null,null,null,null,"1,5 kW"]
[null,null,null,null,"2,2 kW"]
[null,null,null,null,"1,5 kW"]
[null,null,null,null,"3 kW"]
[null,null,null,null,"1,5 kW"]
[null,null,null,null,"2,2 kW"]
[null,null,null,null,"3 kW"]
[null,null,null,null,"1,5 kW"]
[null,null,null,null,"3 kW"]
[null,null,null,null,"5,5 kW"]
[null,null,null,null,"1,5 kW"]
[null,null,null,null,"2,2 kW"]
[null,null,null,null,"3 kW"]
[null,null,null,null,"5,5 kW"]
[null,null,null,null,"1,5 kW"]
[null,null,null,null,"3 kW"]
[null,null,null,null,"4 kW"]
[null,null,null,null,"1,5 kW"]
[null,null,null,null,"2,2 kW"]
[null,null,null,null,"3 kW"]
[null,null,null,null,"4 kW"]
[null,null,null,null,"1,5 kW"]
[null,null,null,null,"3 kW"]
[null,null,null,null,"4 kW"]
[null,null,null,null,"5,5 kW"]
[null,null,null,null,"1,5 kW"]
[null,null,null,null,"2,2 kW"]
[null,null,null,null,"3 kW"]
[null,null,null,null,"4 kW"]
[null,null,null,null,"5,5 kW"]
[null,null,null,null,"3 kW"]
[null,null,null,null,"4 kW"]
[null,null,null,null,"5,5 kW"]
[null,null,null,null,"7,5 kW"]
[null,null,null,null,"2,2 kW"]
[null,null,null,null,"3 kW"]
[null,null,null,null,"4 kW"]
[null,null,null,null,"5,5 kW"]
[null,null,null,null,"7,5 kW"]
[null,null,null,null,"3 kW"]
[null,null,null,null,"4 kW"]
[null,null,null,null,"5,5 kW"]
[null,null,null,null,"2,2 kW"]
[null,null,null,null,"3 kW"]
[null,null,null,null,"4 kW"]
[null,null,null,null,"5,5 kW"]
[null,null,null,null,"11 kW"]
[null,null,null,null,"3 kW"]
[null,null,null,null,"4 kW"]
[null,null,null,null,"5,5 kW"]
[null,null,null,null,"7,5 kW"]
[null,null,null,null,"11 kW"]
[null,null,null,null,"2,2 kW"]
[null,null,null,null,"3 kW"]
[null,null,null,null,"4 kW"]
[null,null,null,null,"5,5 kW"]
[null,null,null,null,"7,5 kW"]
[null,null,null,null,"11 kW"]
[null,null,null,null,"15 kW"]
[null,null,null,null,"4 kW"]
[null,null,null,null,"5,5 kW"]
[null,null,null,null,"7,5 kW"]
[null,null,null,null,"11 kW"]
[null,null,null,null,"15 kW"]
[null,null,null,null,"4 kW"]
[null,null,null,null,"5,5 kW"]
[null,null,null,null,"7,5 kW"]
[null,null,null,null,"11 kW"]
[null,null,null,null,"15 kW"]
[null,null,null,null,"18,5 kW"]
[null,null,null,null,"22 kW"]
[null,null,null,null,"5,5 kW"]
[null,null,null,null,"7,5 kW"]
[null,null,null,null,"11 kW"]
[null,null,null,null,"15 kW"]
[null,null,null,null,"18,5 kW"]
[null,null,null,null,"22 kW"]
[null,null,null,null,"5,5 kW"]
[null,null,null,null,"7,5 kW"]
[null,null,null,null,"11 kW"]
[null,null,null,null,"15 kW"]
[null,null,null,null,"18,5 kW"]
[null,null,null,null,"7,5 kW"]
[null,null,null,null,"11 kW"]
[null,null,null,null,"15 kW"]
[null,null,null,null,"18,5 kW"]
[null,null,null,null,"7,5 kW"]
[null,null,null,null,"11 kW"]
[null,null,null,null,"15 kW"]
[null,null,null,null,"18,5 kW"]
[null,null,null,null,"22 kW"]
[null,null,null,null,"30 kW"]
[null,null,null,null,"37 kW"]
[null,null,null,null,"45 kW"]
[null,null,null,null,"11 kW"]
[null,null,null,null,"15 kW"]
[null,null,null,null,"18,5 kW"]
[null,null,null,null,"22 kW"]
[null,null,null,null,"30 kW"]
[null,null,null,null,"37 kW"]
[null,null,null,null,"45 kW"]
[null,null,null,null,"15 kW"]
[null,null,null,null,"18,5 kW"]
[null,null,null,null,"22 kW"]
[null,null,null,null,"30 kW"]
[null,null,null,null,"37 kW"]
[null,null,null,null,"45 kW"]
[null,null,null,null,"15 kW"]
[null,null,null,null,"18,5 kW"]
[null,null,null,null,"22 kW"]
[null,null,null,null,"30 kW"]
[null,null,null,null,"37 kW"]
[null,null,null,null,"45 kW"]
[null,null,null,null,"18,5 kW"]
[null,null,null,null,"22 kW"]
[null,null,null,null,"30 kW"]
[null,null,null,null,"37 kW"]
[null,null,null,null,"45 kW"]
[null,null,null,null,"55 kW"]
[null,null,null,null,"18,5 kW"]
[null,null,null,null,"22 kW"]
[null,null,null,null,"30 kW"]
[null,null,null,null,"37 kW"]
[null,null,null,null,"45 kW"]
[null,null,null,null,"55 kW"]
[null,null,null,null,"11 kW"]
[null,null,null,null,"15 kW"]
[null,null,null,null,"18,5 kW"]
[null,null,null,null,"22 kW"]
[null,null,null,null,"30 kW"]
[null,null,null,null,"37 kW"]
[null,null,null,null,"11 kW"]
[null,null,null,null,"15 kW"]
[null,null,null,null,"18,5 kW"]
[null,null,null,null,"22 kW"]
[null,null,null,null,"30 kW"]
[null,null,null,null,"37 kW"]
[null,null,null,null,"18,5 kW"]
[null,null,null,null,"22 kW"]
[null,null,null,null,"30 kW"]
[null,null,null,null,"37 kW"]
[null,null,null,null,"45 kW"]
[null,null,null,null,"55 kW"]
[null,null,null,null,"75 kW"]
[null,null,null,null,"18,5 kW"]
[null,null,null,null,"22 kW"]
[null,null,null,null,"30 kW"]
[null,null,null,null,"37 kW"]
[null,null,null,null,"45 kW"]
[null,null,null,null,"55 kW"]
[null,null,null,null,"75 kW"]
[null,null,null,null,"22 kW"]
[null,null,null,null,"30 kW"]
[null,null,null,null,"37 kW"]
[null,null,null,null,"45 kW"]
[null,null,null,null,"55 kW"]
[null,null,null,null,"75 kW"]
[null,null,null,null,"22 kW"]
[null,null,null,null,"30 kW"]
[null,null,null,null,"37 kW"]
[null,null,null,null,"45 kW"]
[null,null,null,null,"55 kW"]
[null,null,null,null,"75 kW"]
[null,null,null,null,"22 kW"]
[null,null,null,null,"30 kW"]
[null,null,null,null,"37 kW"]
[null,null,null,null,"45 kW"]
[null,null,null,null,"55 kW"]
[null,null,null,null,"75 kW"]
[null,null,null,null,"90 kW"]
[null,null,null,null,"22 kW"]
[null,null,null,null,"30 kW"]
[null,null,null,null,"37 kW"]
[null,null,null,null,"45 kW"]
[null,null,null,null,"55 kW"]
[null,null,null,null,"75 kW"]
[null,null,null,null,"90 kW"]
[null,null,null,null,"1,1/0,25 kW"]
[null,null,null,null,"1,5/0,33 kW"]
[null,null,null,null,"2,2/0,45 kW"]
[null,null,null,null,"1,5/0,33 kW"]
[null,null,null,null,"2,2/0,45 kW"]
[null,null,null,null,"3/0,6 kW"]
[null,null,null,null,"1,5/0,33 kW"]
[null,null,null,null,"2,2/0,45 kW"]
[null,null,null,null,"3/0,6 kW"]
[null,null,null,null,"4,5/1 kW"]
[null,null,null,null,"3/0,6 kW"]
[null,null,null,null,"4,5/1 kW"]
[null,null,null,null,"6,2/1,3 kW"]
[null,null,null,null,"8,3/1,7 kW"]
[null,null,null,null,"4,5/1 kW"]
[null,null,null,null,"6,2/1,3 kW"]
[null,null,null,null,"8,3/1,7 kW"]
[null,null,null,null,"0,5/0,19 kW"]
[null,null,null,null,"0,66/0,25 kW"]
[null,null,null,null,"1/0,3 kW"]
[null,null,null,null,"0,5/0,19 kW"]
[null,null,null,null,"0,66/0,25 kW"]
[null,null,null,null,"0,78/0,3 kW"]
[null,null,null,null,"1,5/0,45 kW"]
[null,null,null,null,"1/0,3 kW"]
[null,null,null,null,"2,5/0,8 kW"]
[null,null,null,null,"0,5/0,19 kW"]
[null,null,null,null,"0,66/0,25 kW"]
[null,null,null,null,"0,78/0,3 kW"]
[null,null,null,null,"1,5/0,45 kW"]
[null,null,null,null,"1/0,3 kW"]
[null,null,null,null,"2,5/0,8 kW"]
[null,null,null,null,"3/1 kW"]
[null,null,null,null,"0,66/0,25 kW"]
[null,null,null,null,"0,78/0,3 kW"]
[null,null,null,null,"1,5/0,45 kW"]
[null,null,null,null,"1/0,3 kW"]
[null,null,null,null,"2,5/0,8 kW"]
[null,null,null,null,"3/1 kW"]
[null,null,null,null,"1,5/0,45 kW"]
[null,null,null,null,"1/0,3 kW"]
[null,null,null,null,"2,5/0,8 kW"]
[null,null,null,null,"3/1 kW"]
[null,null,null,null,"4,5/1,5 kW"]
[null,null,null,null,"1,5/0,45 kW"]
[null,null,null,null,"1/0,3 kW"]
[null,null,null,null,"2,5/0,8 kW"]
[null,null,null,null,"3/1 kW"]
[null,null,null,null,"4,5/1,5 kW"]
[null,null,null,null,"6/2 kW"]
[null,null,null,null,"1,5/0,45 kW"]
[null,null,null,null,"2,5/0,8 kW"]
[null,null,null,null,"3/1 kW"]
[null,null,null,null,"4,5/1,5 kW"]
[null,null,null,null,"6/2 kW"]
[null,null,null,null,"2,5/0,8 kW"]
[null,null,null,null,"3/1 kW"]
[null,null,null,null,"4,5/1,5 kW"]
[null,null,null,null,"6/2 kW"]
[null,null,null,null,"10,5/3,5 kW"]
[null,null,null,null,"2,5/0,8 kW"]
[null,null,null,null,"3/1 kW"]
[null,null,null,null,"4,5/1,5 kW"]
[null,null,null,null,"6/2 kW"]
[null,null,null,null,"10,5/3,5 kW"]
[null,null,null,null,"2,5/0,8 kW"]
[null,null,null,null,"3/1 kW"]
[null,null,null,null,"4,5/1,5 kW"]
[null,null,null,null,"6/2 kW"]
[null,null,null,null,"10,5/3,5 kW"]
[null,null,null,null,"14,5/4,5 kW"]
[null,null,null,null,"16/5 kW"]
[null,null,null,null,"4,5/1,5 kW"]
[null,null,null,null,"6/2 kW"]
[null,null,null,null,"10,5/3,5 kW"]
[null,null,null,null,"2,5/0,8 kW"]
[null,null,null,null,"3/1 kW"]
[null,null,null,null,"4,5/1,5 kW"]
[null,null,null,null,"6/2 kW"]
[null,null,null,null,"10,5/3,5 kW"]
[null,null,null,null,"14,5/4,5 kW"]
[null,null,null,null,"16/5 kW"]
[null,null,null,null,"20/6,5 kW"]
[null,null,null,null,"4,5/1,5 kW"]
[null,null,null,null,"6/2 kW"]
[null,null,null,null,"10,5/3,5 kW"]
[null,null,null,null,"14,5/4,5 kW"]
[null,null,null,null,"16/5 kW"]
[null,null,null,null,"20/6,5 kW"]
[null,null,null,null,"6/2 kW"]
[null,null,null,null,"10,5/3,5 kW"]
[null,null,null,null,"14,5/4,5 kW"]
[null,null,null,null,"16/5 kW"]
[null,null,null,null,"20/6,5 kW"]
[null,null,null,null,"4,5/1,5 kW"]
[null,null,null,null,"6/2 kW"]
[null,null,null,null,"10,5/3,5 kW"]
[null,null,null,null,"14,5/4,5 kW"]
[null,null,null,null,"16/5 kW"]
[null,null,null,null,"20/6,5 kW"]
[null,null,null,null,"23/7,2 kW"]
[null,null,null,null,"30/9 kW"]
[null,null,null,null,"6/2 kW"]
[null,null,null,null,"10,5/3,5 kW"]
[null,null,null,null,"14,5/4,5 kW"]
[null,null,null,null,"16/5 kW"]
[null,null,null,null,"20/6,5 kW"]
[null,null,null,null,"23/7,2 kW"]
[null,null,null,null,"30/9 kW"]
[null,null,null,null,"40/14 kW"]
[null,null,null,null,"42/14 kW"]
[null,null,null,null,"10,5/3,5 kW"]
[null,null,null,null,"14,5/4,5 kW"]
[null,null,null,null,"16/5 kW"]
[null,null,null,null,"20/6,5 kW"]
[null,null,null,null,"23/7,2 kW"]
[null,null,null,null,"30/9 kW"]
[null,null,null,null,"6/2 kW"]
[null,null,null,null,"10,5/3,5 kW"]
[null,null,null,null,"14,5/4,5 kW"]
[null,null,null,null,"16/5 kW"]
[null,null,null,null,"20/6,5 kW"]
[null,null,null,null,"23/7,2 kW"]
[null,null,null,null,"30/9 kW"]
[null,null,null,null,"40/14 kW"]
[null,null,null,null,"42/14 kW"]
[null,null,null,null,"14,5/4,5 kW"]
[null,null,null,null,"16/5 kW"]
[null,null,null,null,"20/6,5 kW"]
[null,null,null,null,"23/7,2 kW"]
[null,null,null,null,"30/9 kW"]
[null,null,null,null,"40/14 kW"]
[null,null,null,null,"42/14 kW"]
[null,null,null,null,"20/6,5 kW"]
[null,null,null,null,"23/7,2 kW"]
[null,null,null,null,"30/9 kW"]
[null,null,null,null,"40/14 kW"]
[null,null,null,null,"42/14 kW"]
[null,null,null,null,"14,5/4,5 kW"]
[null,null,null,null,"16/5 kW"]
[null,null,null,null,"20/6,5 kW"]
[null,null,null,null,"23/7,2 kW"]
[null,null,null,null,"30/9 kW"]
[null,null,null,null,"40/14 kW"]
[null,null,null,null,"42/14 kW"]
[null,null,null,null,"50/18 kW"]
[null,null,null,null,"70/25 kW"]
[null,null,null,null,"115/40 kW"]
[null,null,null,null,"30/9 kW"]
[null,null,null,null,"40/14 kW"]
[null,null,null,null,"42/14 kW"]
[null,null,null,null,"50/18 kW"]
[null,null,null,null,"70/25 kW"]
[null,null,null,null,"80/28 kW"]
[null,null,null,null,"95/34 kW"]
[null,null,null,null,"115/40 kW"]
[null,null,null,null,"125/45 kW"]
[null,null,null,null,"145/55 kW"]
[null,null,null,null,"40/14 kW"]
[null,null,null,null,"42/14 kW"]
[null,null,null,null,"50/18 kW"]
[null,null,null,null,"70/25 kW"]
[null,null,null,null,"80/28 kW"]
[null,null,null,null,"95/34 kW"]
[null,null,null,null,"115/40 kW"]
[null,null,null,null,"125/45 kW"]
[null,null,null,null,"145/55 kW"]
[null,null,null,null,"50/18 kW"]
[null,null,null,null,"70/25 kW"]
[null,null,null,null,"80/28 kW"]
[null,null,null,null,"95/34 kW"]
[null,null,null,null,"115/40 kW"]
[null,null,null,null,"30/9 kW"]
[null,null,null,null,"40/14 kW"]
[null,null,null,null,"42/14 kW"]
[null,null,null,null,"50/18 kW"]
[null,null,null,null,"70/25 kW"]
[null,null,null,null,"80/28 kW"]
[null,null,null,null,"95/34 kW"]
[null,null,null,null,"115/40 kW"]
[null,null,null,null,"125/45 kW"]
[null,null,null,null,"145/55 kW"]
[null,null,null,null,"50/18 kW"]
[null,null,null,null,"70/25 kW"]
[null,null,null,null,"80/28 kW"]
[null,null,null,null,"95/34 kW"]
[null,null,null,null,"115/40 kW"]
[null,null,null,null,"125/45 kW"]
[null,null,null,null,"145/55 kW"]
[null,null,null,null,"70/25 kW"]
[null,null,null,null,"80/28 kW"]
[null,null,null,null,"95/34 kW"]
[null,null,null,null,"115/40 kW"]
[null,null,null,null,"125/45 kW"]
[null,null,null,null,"145/55 kW"]
[null,null,null,null,"70/25 kW"]
[null,null,null,null,"80/28 kW"]
[null,null,null,null,"95/34 kW"]
[null,null,null,null,"0,55/0,13 kW"]
[null,null,null,null,"0,55/0,13 kW"]
[null,null,null,null,"0,55/0,13 kW"]
[null,null,null,null,"0,75/0,12 kW"]
[null,null,null,null,"0,75/0,17 kW"]
[null,null,null,null,"1,1/0,26 kW"]
[null,null,null,null,"0,55/0,13 kW"]
[null,null,null,null,"0,75/0,12 kW"]
[null,null,null,null,"0,75/0,17 kW"]
[null,null,null,null,"1,1/0,26 kW"]
[null,null,null,null,"1,7/0,35 kW"]
[null,null,null,null,"0,55/0,13 kW"]
[null,null,null,null,"0,75/0,12 kW"]
[null,null,null,null,"0,75/0,17 kW"]
[null,null,null,null,"1,1/0,26 kW"]
[null,null,null,null,"1,7/0,35 kW"]
[null,null,null,null,"2,2/0,37 kW"]
[null,null,null,null,"2,3/0,5 kW"]
[null,null,null,null,"3/0,65 kW"]
[null,null,null,null,"0,55/0,13 kW"]
[null,null,null,null,"0,75/0,12 kW"]
[null,null,null,null,"0,75/0,17 kW"]
[null,null,null,null,"1,1/0,26 kW"]
[null,null,null,null,"1,7/0,35 kW"]
[null,null,null,null,"2,2/0,37 kW"]
[null,null,null,null,"2,3/0,5 kW"]
[null,null,null,null,"3/0,65 kW"]
[null,null,null,null,"1,1/0,26 kW"]
[null,null,null,null,"1,7/0,35 kW"]
[null,null,null,null,"2,2/0,37 kW"]
[null,null,null,null,"2,3/0,5 kW"]
[null,null,null,null,"3/0,65 kW"]
[null,null,null,null,"4/0,75 kW"]
[null,null,null,null,"1,1/0,26 kW"]
[null,null,null,null,"1,7/0,35 kW"]
[null,null,null,null,"2,2/0,37 kW"]
[null,null,null,null,"2,3/0,5 kW"]
[null,null,null,null,"3/0,65 kW"]
[null,null,null,null,"4/0,75 kW"]
[null,null,null,null,"6,8/1,4 kW"]
[null,null,null,null,"1,7/0,35 kW"]
[null,null,null,null,"2,2/0,37 kW"]
[null,null,null,null,"2,3/0,5 kW"]
[null,null,null,null,"3/0,65 kW"]
[null,null,null,null,"4/0,75 kW"]
[null,null,null,null,"5/1 kW"]
[null,null,null,null,"6,8/1,4 kW"]
[null,null,null,null,"8,4/2 kW"]
[null,null,null,null,"2,2/0,37 kW"]
[null,null,null,null,"2,3/0,5 kW"]
[null,null,null,null,"3/0,65 kW"]
[null,null,null,null,"4/0,75 kW"]
[null,null,null,null,"5/1 kW"]
[null,null,null,null,"6,8/1,4 kW"]
[null,null,null,null,"8,4/2 kW"]
[null,null,null,null,"2,2/0,37 kW"]
[null,null,null,null,"2,3/0,5 kW"]
[null,null,null,null,"3/0,65 kW"]
[null,null,null,null,"4/0,75 kW"]
[null,null,null,null,"5/1 kW"]
[null,null,null,null,"6,8/1,4 kW"]
[null,null,null,null,"8,4/2 kW"]
[null,null,null,null,"10,5/2,2 kW"]
[null,null,null,null,"2,2/0,37 kW"]
[null,null,null,null,"2,3/0,5 kW"]
[null,null,null,null,"3/0,65 kW"]
[null,null,null,null,"4/0,75 kW"]
[null,null,null,null,"5/1 kW"]
[null,null,null,null,"6,8/1,4 kW"]
[null,null,null,null,"8,4/2 kW"]
[null,null,null,null,"10,5/2,2 kW"]
[null,null,null,null,"15,5/2,7 kW"]
[null,null,null,null,"4/0,75 kW"]
[null,null,null,null,"5/1 kW"]
[null,null,null,null,"6,8/1,4 kW"]
[null,null,null,null,"8,4/2 kW"]
[null,null,null,null,"10,5/2,2 kW"]
[null,null,null,null,"2,2/0,37 kW"]
[null,null,null,null,"2,3/0,5 kW"]
[null,null,null,null,"3/0,65 kW"]
[null,null,null,null,"4/0,75 kW"]
[null,null,null,null,"5/1 kW"]
[null,null,null,null,"6,8/1,4 kW"]
[null,null,null,null,"8,4/2 kW"]
[null,null,null,null,"10,5/2,2 kW"]
[null,null,null,null,"15,5/2,7 kW"]
[null,null,null,null,"22/4,4 kW"]
[null,null,null,null,"22/5,3 kW"]
[null,null,null,null,"4/0,75 kW"]
[null,null,null,null,"5/1 kW"]
[null,null,null,null,"6,8/1,4 kW"]
[null,null,null,null,"8,4/2 kW"]
[null,null,null,null,"10,5/2,2 kW"]
[null,null,null,null,"15,5/2,7 kW"]
[null,null,null,null,"22/4,4 kW"]
[null,null,null,null,"22/5,3 kW"]
[null,null,null,null,"6,8/1,4 kW"]
[null,null,null,null,"8,4/2 kW"]
[null,null,null,null,"10,5/2,2 kW"]
[null,null,null,null,"15,5/2,7 kW"]
[null,null,null,null,"22/4,4 kW"]
[null,null,null,null,"22/5,3 kW"]
[null,null,null,null,"4/0,75 kW"]
[null,null,null,null,"5/1 kW"]
[null,null,null,null,"6,8/1,4 kW"]
[null,null,null,null,"8,4/2 kW"]
[null,null,null,null,"10,5/2,2 kW"]
[null,null,null,null,"15,5/2,7 kW"]
[null,null,null,null,"22/4,4 kW"]
[null,null,null,null,"22/5,3 kW"]
[null,null,null,null,"33/8 kW"]
[null,null,null,null,"6,8/1,4 kW"]
[null,null,null,null,"8,4/2 kW"]
[null,null,null,null,"10,5/2,2 kW"]
[null,null,null,null,"15,5/2,7 kW"]
[null,null,null,null,"22/4,4 kW"]
[null,null,null,null,"22/5,3 kW"]
[null,null,null,null,"33/8 kW"]
[null,null,null,null,"42/10 kW"]
[null,null,null,null,"10,5/2,2 kW"]
[null,null,null,null,"15,5/2,7 kW"]
[null,null,null,null,"22/4,4 kW"]
[null,null,null,null,"22/5,3 kW"]
[null,null,null,null,"33/8 kW"]
[null,null,null,null,"42/10 kW"]
[null,null,null,null,"5/1 kW"]
[null,null,null,null,"6,8/1,4 kW"]
[null,null,null,null,"8,4/2 kW"]
[null,null,null,null,"10,5/2,2 kW"]
[null,null,null,null,"15,5/2,7 kW"]
[null,null,null,null,"22/4,4 kW"]
[null,null,null,null,"22/5,3 kW"]
[null,null,null,null,"33/8 kW"]
[null,null,null,null,"42/10 kW"]
[null,null,null,null,"44/11 kW"]
[null,null,null,null,"15,5/2,7 kW"]
[null,null,null,null,"22/4,4 kW"]
[null,null,null,null,"22/5,3 kW"]
[null,null,null,null,"33/8 kW"]
[null,null,null,null,"42/10 kW"]
[null,null,null,null,"22/4,4 kW"]
[null,null,null,null,"22/5,3 kW"]
[null,null,null,null,"33/8 kW"]
[null,null,null,null,"42/10 kW"]
[null,null,null,null,"15,5/2,7 kW"]
[null,null,null,null,"22/4,4 kW"]
[null,null,null,null,"22/5,3 kW"]
[null,null,null,null,"33/8 kW"]
[null,null,null,null,"42/10 kW"]
[null,null,null,null,"55/14,7 kW"]
[null,null,null,null,"110/27 kW"]
[null,null,null,null,"130/33 kW"]
[null,null,null,null,"33/8 kW"]
[null,null,null,null,"42/10 kW"]
[null,null,null,null,"44/11 kW"]
[null,null,null,null,"55/14,7 kW"]
[null,null,null,null,"68/17 kW"]
[null,null,null,null,"80/20 kW"]
[null,null,null,null,"110/27 kW"]
[null,null,null,null,"130/33 kW"]
[null,null,null,null,"160/40 kW"]
[null,null,null,null,"42/10 kW"]
[null,null,null,null,"44/11 kW"]
[null,null,null,null,"55/14,7 kW"]
[null,null,null,null,"68/17 kW"]
[null,null,null,null,"80/20 kW"]
[null,null,null,null,"110/27 kW"]
[null,null,null,null,"130/33 kW"]
[null,null,null,null,"160/40 kW"]
[null,null,null,null,"55/14,7 kW"]
[null,null,null,null,"68/17 kW"]
[null,null,null,null,"80/20 kW"]
[null,null,null,null,"110/27 kW"]
[null,null,null,null,"33/8 kW"]
[null,null,null,null,"42/10 kW"]
[null,null,null,null,"55/14,7 kW"]
[null,null,null,null,"68/17 kW"]
[null,null,null,null,"80/20 kW"]
[null,null,null,null,"110/27 kW"]
[null,null,null,null,"130/33 kW"]
[null,null,null,null,"160/40 kW"]
[null,null,null,null,"55/14,7 kW"]
[null,null,null,null,"68/17 kW"]
[null,null,null,null,"80/20 kW"]
[null,null,null,null,"110/27 kW"]
[null,null,null,null,"130/33 kW"]
[null,null,null,null,"160/40 kW"]
[null,null,null,null,"68/17 kW"]
[null,null,null,null,"80/20 kW"]
[null,null,null,null,"110/27 kW"]
[null,null,null,null,"130/33 kW"]
[null,null,null,null,"160/40 kW"]
[null,null,null,null,"68/17 kW"]
[null,null,null,null,"80/20 kW"]
[null,null,null,null,"0,75/0,12 kW"]
[null,null,null,null,"0,75/0,15 kW"]
[null,null,null,null,"0,75/0,12 kW"]
[null,null,null,null,"0,75/0,15 kW"]
[null,null,null,null,"0,75/0,12 kW"]
[null,null,null,null,"0,75/0,15 kW"]
[null,null,null,null,"0,75/0,12 kW"]
[null,null,null,null,"0,75/0,15 kW"]
[null,null,null,null,"1,3/0,2 kW"]
[null,null,null,null,"0,75/0,12 kW"]
[null,null,null,null,"0,75/0,15 kW"]
[null,null,null,null,"1,3/0,2 kW"]
[null,null,null,null,"0,75/0,12 kW"]
[null,null,null,null,"0,75/0,15 kW"]
[null,null,null,null,"1,3/0,2 kW"]
[null,null,null,null,"1,5/0,25 kW"]
[null,null,null,null,"2,2/0,37 kW"]
[null,null,null,null,"1,3/0,2 kW"]
[null,null,null,null,"1,5/0,25 kW"]
[null,null,null,null,"2,2/0,37 kW"]
[null,null,null,null,"3/0,55 kW"]
[null,null,null,null,"1,3/0,2 kW"]
[null,null,null,null,"1,3/0,2 kW"]
[null,null,null,null,"1,5/0,25 kW"]
[null,null,null,null,"2,2/0,37 kW"]
[null,null,null,null,"3/0,55 kW"]
[null,null,null,null,"1,3/0,2 kW"]
[null,null,null,null,"1,5/0,25 kW"]
[null,null,null,null,"2,2/0,37 kW"]
[null,null,null,null,"1,3/0,2 kW"]
[null,null,null,null,"1,5/0,25 kW"]
[null,null,null,null,"2,2/0,37 kW"]
[null,null,null,null,"3/0,55 kW"]
[null,null,null,null,"4/0,65 kW"]
[null,null,null,null,"1,3/0,2 kW"]
[null,null,null,null,"1,5/0,25 kW"]
[null,null,null,null,"2,2/0,37 kW"]
[null,null,null,null,"3/0,55 kW"]
[null,null,null,null,"4/0,65 kW"]
[null,null,null,null,"5,5/1 kW"]
[null,null,null,null,"1,5/0,25 kW"]
[null,null,null,null,"2,2/0,37 kW"]
[null,null,null,null,"3/0,55 kW"]
[null,null,null,null,"4/0,65 kW"]
[null,null,null,null,"5,5/1 kW"]
[null,null,null,null,"7,5/1,3 kW"]
[null,null,null,null,"11/1,8 kW"]
[null,null,null,null,"2,2/0,37 kW"]
[null,null,null,null,"3/0,55 kW"]
[null,null,null,null,"4/0,65 kW"]
[null,null,null,null,"5,5/1 kW"]
[null,null,null,null,"7,5/1,3 kW"]
[null,null,null,null,"11/1,8 kW"]
[null,null,null,null,"15/2,5 kW"]
[null,null,null,null,"3/0,55 kW"]
[null,null,null,null,"4/0,65 kW"]
[null,null,null,null,"5,5/1 kW"]
[null,null,null,null,"7,5/1,3 kW"]
[null,null,null,null,"11/1,8 kW"]
[null,null,null,null,"15/2,5 kW"]
[null,null,null,null,"18,5/3 kW"]
[null,null,null,null,"25/4,5 kW"]
[null,null,null,null,"4/0,65 kW"]
[null,null,null,null,"5,5/1 kW"]
[null,null,null,null,"7,5/1,3 kW"]
[null,null,null,null,"11/1,8 kW"]
[null,null,null,null,"15/2,5 kW"]
[null,null,null,null,"7,5/1,3 kW"]
[null,null,null,null,"11/1,8 kW"]
[null,null,null,null,"15/2,5 kW"]
[null,null,null,null,"18,5/3 kW"]
[null,null,null,null,"25/4,5 kW"]
[null,null,null,null,"28/6,5 kW"]
[null,null,null,null,"15/2,5 kW"]
[null,null,null,null,"18,5/3 kW"]
[null,null,null,null,"25/4,5 kW"]
[null,null,null,null,"28/6,5 kW"]
[null,null,null,null,"35/8 kW"]
[null,null,null,null,"18,5/3 kW"]
[null,null,null,null,"25/4,5 kW"]
[null,null,null,null,"28/6,5 kW"]
[null,null,null,null,"35/8 kW"]
[null,null,null,null,"11/1,8 kW"]
[null,null,null,null,"15/2,5 kW"]
[null,null,null,null,"18,5/3 kW"]
[null,null,null,null,"25/4,5 kW"]
[null,null,null,null,"15/2,5 kW"]
[null,null,null,null,"18,5/3 kW"]
[null,null,null,null,"25/4,5 kW"]
[null,null,null,null,"28/6,5 kW"]
[null,null,null,null,"35/8 kW"]
[null,null,null,null,"37/9,2 kW"]
[null,null,null,null,"44/11 kW"]
[null,null,null,null,"55/14,7 kW"]
[null,null,null,null,"68/17 kW"]
[null,null,null,null,"25/4,5 kW"]
[null,null,null,null,"28/6,5 kW"]
[null,null,null,null,"35/8 kW"]
[null,null,null,null,"37/9,2 kW"]
[null,null,null,null,"44/11 kW"]
[null,null,null,null,"55/14,7 kW"]
[null,null,null,null,"68/17 kW"]
[null,null,null,null,"80/20 kW"]
[null,null,null,null,"25/4,5 kW"]
[null,null,null,null,"28/6,5 kW"]
[null,null,null,null,"35/8 kW"]
[null,null,null,null,"37/9,2 kW"]
[null,null,null,null,"44/11 kW"]
[null,null,null,null,"55/14,7 kW"]
[null,null,null,null,"68/17 kW"]
[null,null,null,null,"1,1 kW"]
[null,null,null,null,"1,5 kW"]
[null,null,null,null,"2,2 kW"]
[null,null,null,null,"1,1 kW"]
[null,null,null,null,"1,5 kW"]
[null,null,null,null,"2,2 kW"]
[null,null,null,null,"1,5 kW"]
[null,null,null,null,"2,2 kW"]
[null,null,null,null,"3 kW"]
[null,null,null,null,"1,5 kW"]
[null,null,null,null,"2,2 kW"]
[null,null,null,null,"3 kW"]
[null,null,null,null,"2,2 kW"]
[null,null,null,null,"3 kW"]
[null,null,null,null,"4 kW"]
[null,null,null,null,"2,2 kW"]
[null,null,null,null,"3 kW"]
[null,null,null,null,"4 kW"]
[null,null,null,null,"3 kW"]
[null,null,null,null,"4 kW"]
[null,null,null,null,"5,5 kW"]
[null,null,null,null,"7,5 kW"]
[null,null,null,null,"9,2 kW"]
[null,null,null,null,"3 kW"]
[null,null,null,null,"4 kW"]
[null,null,null,null,"5,5 kW"]
[null,null,null,null,"7,5 kW"]
[null,null,null,null,"9,2 kW"]
[null,null,null,null,"11 kW"]
[null,null,null,null,"15 kW"]
[null,null,null,null,"18,5 kW"]
[null,null,null,null,"5,5 kW"]
[null,null,null,null,"7,5 kW"]
[null,null,null,null,"11 kW"]
[null,null,null,null,"15 kW"]
[null,null,null,null,"18,5 kW"]
[null,null,null,null,"5,5 kW"]
[null,null,null,null,"7,5 kW"]
[null,null,null,null,"0,25 kW"]
[null,null,null,null,"0,25 kW"]
[null,null,null,null,"0,37 kW"]
[null,null,null,null,"0,55 kW"]
[null,null,null,null,"0,75 kW"]
[null,null,null,null,"1,1 kW"]
[null,null,null,null,"0,55 kW"]
[null,null,null,null,"0,75 kW"]
[null,null,null,null,"1,1 kW"]
[null,null,null,null,"0,75 kW"]
[null,null,null,null,"1,1 kW"]
[null,null,null,null,"1,5 kW"]
[null,null,null,null,"2,2 kW"]
[null,null,null,null,"0,55 kW"]
[null,null,null,null,"0,75 kW"]
[null,null,null,null,"1,1 kW"]
[null,null,null,null,"1,5 kW"]
[null,null,null,null,"2,2 kW"]
[null,null,null,null,"0,75 kW"]
[null,null,null,null,"1,1 kW"]
[null,null,null,null,"1,5 kW"]
[null,null,null,null,"2,2 kW"]
[null,null,null,null,"3 kW"]
[null,null,null,null,"0,75 kW"]
[null,null,null,null,"1,1 kW"]
[null,null,null,null,"1,5 kW"]
[null,null,null,null,"2,2 kW"]
[null,null,null,null,"3 kW"]
[null,null,null,null,"0,75 kW"]
[null,null,null,null,"1,1 kW"]
[null,null,null,null,"1,5 kW"]
[null,null,null,null,"2,2 kW"]
[null,null,null,null,"3 kW"]
[null,null,null,null,"0,75 kW"]
[null,null,null,null,"1,1 kW"]
[null,null,null,null,"1,5 kW"]
[null,null,null,null,"2,2 kW"]
[null,null,null,null,"3 kW"]
[null,null,null,null,"1,1 kW"]
[null,null,null,null,"1,5 kW"]
[null,null,null,null,"2,2 kW"]
[null,null,null,null,"3 kW"]
[null,null,null,null,"4 kW"]
[null,null,null,null,"1,1 kW"]
[null,null,null,null,"1,5 kW"]
[null,null,null,null,"2,2 kW"]
[null,null,null,null,"3 kW"]
[null,null,null,null,"4 kW"]
[null,null,null,null,"1,1 kW"]
[null,null,null,null,"1,5 kW"]
[null,null,null,null,"2,2 kW"]
[null,null,null,null,"3 kW"]
[null,null,null,null,"4 kW"]
[null,null,null,null,"5,5 kW"]
[null,null,null,null,"1,1 kW"]
[null,null,null,null,"1,5 kW"]
[null,null,null,null,"2,2 kW"]
[null,null,null,null,"3 kW"]
[null,null,null,null,"4 kW"]
[null,null,null,null,"5,5 kW"]
[null,null,null,null,"1,5 kW"]
[null,null,null,null,"2,2 kW"]
[null,null,null,null,"3 kW"]
[null,null,null,null,"4 kW"]
[null,null,null,null,"5,5 kW"]
[null,null,null,null,"7,5 kW"]
[null,null,null,null,"1,5 kW"]
[null,null,null,null,"2,2 kW"]
[null,null,null,null,"3 kW"]
[null,null,null,null,"4 kW"]
[null,null,null,null,"5,5 kW"]
[null,null,null,null,"7,5 kW"]
[null,null,null,null,"2,2 kW"]
[null,null,null,null,"3 kW"]
[null,null,null,null,"4 kW"]
[null,null,null,null,"5,5 kW"]
[null,null,null,null,"7,5 kW"]
[null,null,null,null,"2,2 kW"]
[null,null,null,null,"3 kW"]
[null,null,null,null,"4 kW"]
[null,null,null,null,"5,5 kW"]
[null,null,null,null,"7,5 kW"]
[null,null,null,null,"2,2 kW"]
[null,null,null,null,"3 kW"]
[null,null,null,null,"4 kW"]
[null,null,null,null,"5,5 kW"]
[null,null,null,null,"7,5 kW"]
[null,null,null,null,"2,2 kW"]
[null,null,null,null,"3 kW"]
[null,null,null,null,"4 kW"]
[null,null,null,null,"5,5 kW"]
[null,null,null,null,"7,5 kW"]
[null,null,null,null,"11 kW"]
[null,null,null,null,"3 kW"]
[null,null,null,null,"4 kW"]
[null,null,null,null,"5,5 kW"]
[null,null,null,null,"7,5 kW"]
[null,null,null,null,"11 kW"]
[null,null,null,null,"3 kW"]
[null,null,null,null,"4 kW"]
[null,null,null,null,"5,5 kW"]
[null,null,null,null,"7,5 kW"]
[null,null,null,null,"11 kW"]
[null,null,null,null,"15 kW"]
[null,null,null,null,"5,5 kW"]
[null,null,null,null,"7,5 kW"]
[null,null,null,null,"11 kW"]
[null,null,null,null,"15 kW"]
[null,null,null,null,"5,5 kW"]
[null,null,null,null,"7,5 kW"]
[null,null,null,null,"11 kW"]
[null,null,null,null,"3 kW"]
[null,null,null,null,"4 kW"]
[null,null,null,null,"5,5 kW"]
[null,null,null,null,"7,5 kW"]
[null,null,null,null,"11 kW"]
[null,null,null,null,"3 kW"]
[null,null,null,null,"4 kW"]
[null,null,null,null,"5,5 kW"]
[null,null,null,null,"7,5 kW"]
[null,null,null,null,"11 kW"]
[null,null,null,null,"15 kW"]
[null,null,null,null,"18,5 kW"]
[null,null,null,null,"4 kW"]
[null,null,null,null,"5,5 kW"]
[null,null,null,null,"7,5 kW"]
[null,null,null,null,"11 kW"]
[null,null,null,null,"15 kW"]
[null,null,null,null,"18,5 kW"]
[null,null,null,null,"4 kW"]
[null,null,null,null,"5,5 kW"]
[null,null,null,null,"7,5 kW"]
[null,null,null,null,"11 kW"]
[null,null,null,null,"15 kW"]
[null,null,null,null,"18,5 kW"]
[null,null,null,null,"22 kW"]
[null,null,null,null,"7,5 kW"]
[null,null,null,null,"11 kW"]
[null,null,null,null,"15 kW"]
[null,null,null,null,"18,5 kW"]
[null,null,null,null,"22 kW"]
[null,null,null,null,"7,5 kW"]
[null,null,null,null,"11 kW"]
[null,null,null,null,"15 kW"]
[null,null,null,null,"18,5 kW"]
[null,null,null,null,"4 kW"]
[null,null,null,null,"5,5 kW"]
[null,null,null,null,"7,5 kW"]
[null,null,null,null,"11 kW"]
[null,null,null,null,"15 kW"]
[null,null,null,null,"18,5 kW"]
[null,null,null,null,"4 kW"]
[null,null,null,null,"5,5 kW"]
[null,null,null,null,"7,5 kW"]
[null,null,null,null,"11 kW"]
[null,null,null,null,"15 kW"]
[null,null,null,null,"18,5 kW"]
[null,null,null,null,"22 kW"]
[null,null,null,null,"30 kW"]
[null,null,null,null,"11 kW"]
[null,null,null,null,"15 kW"]
[null,null,null,null,"18,5 kW"]
[null,null,null,null,"22 kW"]
[null,null,null,null,"30 kW"]
[null,null,null,null,"11 kW"]
[null,null,null,null,"15 kW"]
[null,null,null,null,"18,5 kW"]
[null,null,null,null,"22 kW"]
[null,null,null,null,"30 kW"]
[null,null,null,null,"37 kW"]
[null,null,null,null,"45 kW"]
[null,null,null,null,"11 kW"]
[null,null,null,null,"15 kW"]
[null,null,null,null,"18,5 kW"]
[null,null,null,null,"22 kW"]
[null,null,null,null,"30 kW"]
[null,null,null,null,"37 kW"]
[null,null,null,null,"45 kW"]
[null,null,null,null,"11 kW"]
[null,null,null,null,"15 kW"]
[null,null,null,null,"18,5 kW"]
[null,null,null,null,"22 kW"]
[null,null,null,null,"30 kW"]
[null,null,null,null,"7,5 kW"]
[null,null,null,null,"11 kW"]
[null,null,null,null,"15 kW"]
[null,null,null,null,"18,5 kW"]
[null,null,null,null,"22 kW"]
[null,null,null,null,"30 kW"]
[null,null,null,null,"7,5 kW"]
[null,null,null,null,"15 kW"]
[null,null,null,null,"18,5 kW"]
[null,null,null,null,"22 kW"]
[null,null,null,null,"30 kW"]
[null,null,null,null,"37 kW"]
[null,null,null,null,"45 kW"]
[null,null,null,null,"15 kW"]
[null,null,null,null,"18,5 kW"]
[null,null,null,null,"22 kW"]
[null,null,null,null,"30 kW"]
[null,null,null,null,"37 kW"]
[null,null,null,null,"45 kW"]
[null,null,null,null,"15 kW"]
[null,null,null,null,"18,5 kW"]
[null,null,null,null,"22 kW"]
[null,null,null,null,"30 kW"]
[null,null,null,null,"37 kW"]
[null,null,null,null,"45 kW"]
[null,null,null,null,"15 kW"]
[null,null,null,null,"18,5 kW"]
[null,null,null,null,"22 kW"]
[null,null,null,null,"30 kW"]
[null,null,null,null,"37 kW"]
[null,null,null,null,"45 kW"]
[null,null,null,null,"18,5 kW"]
[null,null,null,null,"22 kW"]
[null,null,null,null,"30 kW"]
[null,null,null,null,"37 kW"]
[null,null,null,null,"45 kW"]
[null,null,null,null,"18,5 kW"]
[null,null,null,null,"22 kW"]
[null,null,null,null,"30 kW"]
[null,null,null,null,"37 kW"]
[null,null,null,null,"45 kW"]
[null,null,null,null,"18,5 kW"]
[null,null,null,null,"22 kW"]
[null,null,null,null,"30 kW"]
[null,null,null,null,"37 kW"]
[null,null,null,null,"45 kW"]
[null,null,null,null,"55 kW"]
[null,null,null,null,"75 kW"]
[null,null,null,null,"18,5 kW"]
[null,null,null,null,"22 kW"]
[null,null,null,null,"30 kW"]
[null,null,null,null,"37 kW"]
[null,null,null,null,"45 kW"]
[null,null,null,null,"55 kW"]
[null,null,null,null,"75 kW"]
[null,null,null,null,"110 kW"]
[null,null,null,null,"132 kW"]
[null,null,null,null,"30 kW"]
[null,null,null,null,"37 kW"]
[null,null,null,null,"45 kW"]
[null,null,null,null,"55 kW"]
[null,null,null,null,"75 kW"]
[null,null,null,null,"90 kW"]
[null,null,null,null,"110 kW"]
[null,null,null,null,"132 kW"]
[null,null,null,null,"30 kW"]
[null,null,null,null,"37 kW"]
[null,null,null,null,"45 kW"]
[null,null,null,null,"55 kW"]
[null,null,null,null,"75 kW"]
[null,null,null,null,"90 kW"]
[null,null,null,null,"110 kW"]
[null,null,null,null,"132 kW"]
[null,null,null,null,"160 kW"]
[null,null,null,null,"45 kW"]
[null,null,null,null,"55 kW"]
[null,null,null,null,"75 kW"]
[null,null,null,null,"90 kW"]
[null,null,null,null,"110 kW"]
[null,null,null,null,"132 kW"]
[null,null,null,null,"160 kW"]
[null,null,null,null,"45 kW"]
[null,null,null,null,"55 kW"]
[null,null,null,null,"75 kW"]
[null,null,null,null,"90 kW"]
[null,null,null,null,"110 kW"]
[null,null,null,null,"132 kW"]
[null,null,null,null,"160 kW"]
[null,null,null,null,"55 kW"]
[null,null,null,null,"75 kW"]
[null,null,null,null,"90 kW"]
[null,null,null,null,"110 kW"]
[null,null,null,null,"132 kW"]
[null,null,null,null,"160 kW"]
[null,null,null,null,"55 kW"]
[null,null,null,null,"75 kW"]
[null,null,null,null,"90 kW"]
[null,null,null,null,"110 kW"]
[null,null,null,null,"132 kW"]
[null,null,null,null,"37 kW"]
[null,null,null,null,"45 kW"]
[null,null,null,null,"55 kW"]
[null,null,null,null,"75 kW"]
[null,null,null,null,"90 kW"]
[null,null,null,null,"110 kW"]
[null,null,null,null,"132 kW"]
[null,null,null,null,"37 kW"]
[null,null,null,null,"45 kW"]
[null,null,null,null,"55 kW"]
[null,null,null,null,"75 kW"]
[null,null,null,null,"90 kW"]
[null,null,null,null,"110 kW"]
[null,null,null,null,"132 kW"]
[null,null,null,null,"160 kW"]
[null,null,null,null,"55 kW"]
[null,null,null,null,"75 kW"]
[null,null,null,null,"90 kW"]
[null,null,null,null,"110 kW"]
[null,null,null,null,"132 kW"]
[null,null,null,null,"160 kW"]
[null,null,null,null,"55 kW"]
[null,null,null,null,"75 kW"]
[null,null,null,null,"90 kW"]
[null,null,null,null,"110 kW"]
[null,null,null,null,"132 kW"]
[null,null,null,null,"160 kW"]
[null,null,null,null,"75 kW"]
[null,null,null,null,"90 kW"]
[null,null,null,null,"110 kW"]
[null,null,null,null,"132 kW"]
[null,null,null,null,"160 kW"]
[null,null,null,null,"75 kW"]
[null,null,null,null,"90 kW"]
[null,null,null,null,"110 kW"]
[null,null,null,null,"132 kW"]
[null,null,null,null,"160 kW"]
[null,null,null,null,"75 kW"]
[null,null,null,null,"90 kW"]
[null,null,null,null,"110 kW"]
[null,null,null,null,"132 kW"]
[null,null,null,null,"160 kW"]
[null,null,null,null,"75 kW"]
[null,null,null,null,"90 kW"]
[null,null,null,null,"0,55 kW"]
[null,null,null,null,"0,75 kW"]
[null,null,null,null,"1,1 kW"]
[null,null,null,null,"0,55 kW"]
[null,null,null,null,"0,75 kW"]
[null,null,null,null,"1,1 kW"]
[null,null,null,null,"0,75 kW"]
[null,null,null,null,"0,55 kW"]
[null,null,null,null,"0,75 kW"]
[null,null,null,null,"0,75 kW"]
[null,null,null,null,"1,1 kW"]
[null,null,null,null,"0,55 kW"]
[null,null,null,null,"0,75 kW"]
[null,null,null,null,"1,1 kW"]
[null,null,null,null,"0,75 kW"]
[null,null,null,null,"1,1 kW"]
[null,null,null,null,"1,5 kW"]
[null,null,null,null,"0,75 kW"]
[null,null,null,null,"1,1 kW"]
[null,null,null,null,"1,5 kW"]
[null,null,null,null,"0,75 kW"]
[null,null,null,null,"1,1 kW"]
[null,null,null,null,"1,5 kW"]
[null,null,null,null,"2,2 kW"]
[null,null,null,null,"0,75 kW"]
[null,null,null,null,"1,1 kW"]
[null,null,null,null,"1,5 kW"]
[null,null,null,null,"2,2 kW"]
[null,null,null,null,"0,75 kW"]
[null,null,null,null,"1,1 kW"]
[null,null,null,null,"1,5 kW"]
[null,null,null,null,"2,2 kW"]
[null,null,null,null,"3 kW"]
[null,null,null,null,"0,75 kW"]
[null,null,null,null,"1,1 kW"]
[null,null,null,null,"1,5 kW"]
[null,null,null,null,"2,2 kW"]
[null,null,null,null,"3 kW"]
[null,null,null,null,"1,5 kW"]
[null,null,null,null,"2,2 kW"]
[null,null,null,null,"1,5 kW"]
[null,null,null,null,"2,2 kW"]
[null,null,null,null,"1,5 kW"]
[null,null,null,null,"2,2 kW"]
[null,null,null,null,"3 kW"]
[null,null,null,null,"1,5 kW"]
[null,null,null,null,"2,2 kW"]
[null,null,null,null,"3 kW"]
[null,null,null,null,"1,5 kW"]
[null,null,null,null,"2,2 kW"]
[null,null,null,null,"3 kW"]
[null,null,null,null,"1,5 kW"]
[null,null,null,null,"2,2 kW"]
[null,null,null,null,"3 kW"]
[null,null,null,null,"5,5 kW"]
[null,null,null,null,"1,5 kW"]
[null,null,null,null,"2,2 kW"]
[null,null,null,null,"3 kW"]
[null,null,null,null,"4 kW"]
[null,null,null,null,"1,5 kW"]
[null,null,null,null,"2,2 kW"]
[null,null,null,null,"3 kW"]
[null,null,null,null,"4 kW"]
[null,null,null,null,"1,5 kW"]
[null,null,null,null,"2,2 kW"]
[null,null,null,null,"3 kW"]
[null,null,null,null,"4 kW"]
[null,null,null,null,"1,5 kW"]
[null,null,null,null,"2,2 kW"]
[null,null,null,null,"3 kW"]
[null,null,null,null,"4 kW"]
[null,null,null,null,"5,5 kW"]
[null,null,null,null,"2,2 kW"]
[null,null,null,null,"3 kW"]
[null,null,null,null,"4 kW"]
[null,null,null,null,"7,5 kW"]
[null,null,null,null,"2,2 kW"]
[null,null,null,null,"3 kW"]
[null,null,null,null,"4 kW"]
[null,null,null,null,"5,5 kW"]
[null,null,null,null,"7,5 kW"]
[null,null,null,null,"1,5 kW"]
[null,null,null,null,"2,2 kW"]
[null,null,null,null,"3 kW"]
[null,null,null,null,"4 kW"]
[null,null,null,null,"1,5 kW"]
[null,null,null,null,"2,2 kW"]
[null,null,null,null,"3 kW"]
[null,null,null,null,"4 kW"]
[null,null,null,null,"5,5 kW"]
[null,null,null,null,"11 kW"]
[null,null,null,null,"2,2 kW"]
[null,null,null,null,"3 kW"]
[null,null,null,null,"4 kW"]
[null,null,null,null,"7,5 kW"]
[null,null,null,null,"11 kW"]
[null,null,null,null,"2,2 kW"]
[null,null,null,null,"3 kW"]
[null,null,null,null,"4 kW"]
[null,null,null,null,"5,5 kW"]
[null,null,null,null,"7,5 kW"]
[null,null,null,null,"11 kW"]
[null,null,null,null,"15 kW"]
[null,null,null,null,"4 kW"]
[null,null,null,null,"7,5 kW"]
[null,null,null,null,"11 kW"]
[null,null,null,null,"15 kW"]
[null,null,null,null,"4 kW"]
[null,null,null,null,"5,5 kW"]
[null,null,null,null,"7,5 kW"]
[null,null,null,null,"11 kW"]
[null,null,null,null,"15 kW"]
[null,null,null,null,"18,5 kW"]
[null,null,null,null,"22 kW"]
[null,null,null,null,"7,5 kW"]
[null,null,null,null,"11 kW"]
[null,null,null,null,"15 kW"]
[null,null,null,null,"18,5 kW"]
[null,null,null,null,"22 kW"]
[null,null,null,null,"5,5 kW"]
[null,null,null,null,"7,5 kW"]
[null,null,null,null,"11 kW"]
[null,null,null,null,"15 kW"]
[null,null,null,null,"18,5 kW"]
[null,null,null,null,"7,5 kW"]
[null,null,null,null,"11 kW"]
[null,null,null,null,"15 kW"]
[null,null,null,null,"18,5 kW"]
[null,null,null,null,"7,5 kW"]
[null,null,null,null,"11 kW"]
[null,null,null,null,"15 kW"]
[null,null,null,null,"18,5 kW"]
[null,null,null,null,"22 kW"]
[null,null,null,null,"30 kW"]
[null,null,null,null,"37 kW"]
[null,null,null,null,"45 kW"]
[null,null,null,null,"11 kW"]
[null,null,null,null,"15 kW"]
[null,null,null,null,"18,5 kW"]
[null,null,null,null,"22 kW"]
[null,null,null,null,"30 kW"]
[null,null,null,null,"37 kW"]
[null,null,null,null,"45 kW"]
[null,null,null,null,"15 kW"]
[null,null,null,null,"18,5 kW"]
[null,null,null,null,"22 kW"]
[null,null,null,null,"30 kW"]
[null,null,null,null,"37 kW"]
[null,null,null,null,"45 kW"]
[null,null,null,null,"15 kW"]
[null,null,null,null,"18,5 kW"]
[null,null,null,null,"22 kW"]
[null,null,null,null,"30 kW"]
[null,null,null,null,"37 kW"]
[null,null,null,null,"45 kW"]
[null,null,null,null,"18,5 kW"]
[null,null,null,null,"22 kW"]
[null,null,null,null,"30 kW"]
[null,null,null,null,"37 kW"]
[null,null,null,null,"45 kW"]
[null,null,null,null,"55 kW"]
[null,null,null,null,"18,5 kW"]
[null,null,null,null,"22 kW"]
[null,null,null,null,"30 kW"]
[null,null,null,null,"37 kW"]
[null,null,null,null,"45 kW"]
[null,null,null,null,"55 kW"]
[null,null,null,null,"11 kW"]
[null,null,null,null,"15 kW"]
[null,null,null,null,"18,5 kW"]
[null,null,null,null,"22 kW"]
[null,null,null,null,"30 kW"]
[null,null,null,null,"37 kW"]
[null,null,null,null,"11 kW"]
[null,null,null,null,"15 kW"]
[null,null,null,null,"18,5 kW"]
[null,null,null,null,"22 kW"]
[null,null,null,null,"30 kW"]
[null,null,null,null,"37 kW"]
[null,null,null,null,"18,5 kW"]
[null,null,null,null,"22 kW"]
[null,null,null,null,"30 kW"]
[null,null,null,null,"37 kW"]
[null,null,null,null,"45 kW"]
[null,null,null,null,"55 kW"]
[null,null,null,null,"75 kW"]
[null,null,null,null,"18,5 kW"]
[null,null,null,null,"22 kW"]
[null,null,null,null,"30 kW"]
[null,null,null,null,"37 kW"]
[null,null,null,null,"45 kW"]
[null,null,null,null,"55 kW"]
[null,null,null,null,"75 kW"]
[null,null,null,null,"22 kW"]
[null,null,null,null,"30 kW"]
[null,null,null,null,"37 kW"]
[null,null,null,null,"45 kW"]
[null,null,null,null,"55 kW"]
[null,null,null,null,"75 kW"]
[null,null,null,null,"22 kW"]
[null,null,null,null,"30 kW"]
[null,null,null,null,"37 kW"]
[null,null,null,null,"45 kW"]
[null,null,null,null,"55 kW"]
[null,null,null,null,"75 kW"]
[null,null,null,null,"22 kW"]
[null,null,null,null,"30 kW"]
[null,null,null,null,"37 kW"]
[null,null,null,null,"45 kW"]
[null,null,null,null,"55 kW"]
[null,null,null,null,"75 kW"]
[null,null,null,null,"90 kW"]
[null,null,null,null,"22 kW"]
[null,null,null,null,"30 kW"]
[null,null,null,null,"37 kW"]
[null,null,null,null,"45 kW"]
[null,null,null,null,"55 kW"]
[null,null,null,null,"75 kW"]
[null,null,null,null,"90 kW"]
[null,null,null,null,"1,1/0,25 kW"]
[null,null,null,null,"1,5/0,37 kW"]
[null,null,null,null,"2,2/0,5 kW"]
[null,null,null,null,"2,2/0,5 kW"]
[null,null,null,null,"3,1/0,8 kW"]
[null,null,null,null,"1,5/0,37 kW"]
[null,null,null,null,"2,2/0,5 kW"]
[null,null,null,null,"3,1/0,8 kW"]
[null,null,null,null,"4,4/1,1 kW"]
[null,null,null,null,"3,1/0,8 kW"]
[null,null,null,null,"4,4/1,1 kW"]
[null,null,null,null,"6/1,5 kW"]
[null,null,null,null,"8/2 kW"]
[null,null,null,null,"12/3 kW"]
[null,null,null,null,"16/4 kW"]
[null,null,null,null,"4,4/1,1 kW"]
[null,null,null,null,"6/1,5 kW"]
[null,null,null,null,"8/2 kW"]
[null,null,null,null,"0,55/0,2 kW"]
[null,null,null,null,"0,55/0,2 kW"]
[null,null,null,null,"0,55/0,2 kW"]
[null,null,null,null,"0,75/0,25 kW"]
[null,null,null,null,"1,1/0,3 kW"]
[null,null,null,null,"0,55/0,2 kW"]
[null,null,null,null,"0,75/0,25 kW"]
[null,null,null,null,"1,1/0,3 kW"]
[null,null,null,null,"1,5/0,37 kW"]
[null,null,null,null,"0,55/0,2 kW"]
[null,null,null,null,"0,75/0,25 kW"]
[null,null,null,null,"1,1/0,3 kW"]
[null,null,null,null,"1,5/0,37 kW"]
[null,null,null,null,"2,2/0,7 kW"]
[null,null,null,null,"3/1 kW"]
[null,null,null,null,"0,55/0,2 kW"]
[null,null,null,null,"0,75/0,25 kW"]
[null,null,null,null,"1,1/0,3 kW"]
[null,null,null,null,"1,5/0,37 kW"]
[null,null,null,null,"2,2/0,7 kW"]
[null,null,null,null,"3/1 kW"]
[null,null,null,null,"1,1/0,3 kW"]
[null,null,null,null,"1,5/0,37 kW"]
[null,null,null,null,"2,2/0,7 kW"]
[null,null,null,null,"3/1 kW"]
[null,null,null,null,"4,5/1,5 kW"]
[null,null,null,null,"1,1/0,3 kW"]
[null,null,null,null,"1,5/0,37 kW"]
[null,null,null,null,"2,2/0,7 kW"]
[null,null,null,null,"3/1 kW"]
[null,null,null,null,"4,5/1,5 kW"]
[null,null,null,null,"6/2,2 kW"]
[null,null,null,null,"1,5/0,37 kW"]
[null,null,null,null,"2,2/0,7 kW"]
[null,null,null,null,"3/1 kW"]
[null,null,null,null,"4,5/1,5 kW"]
[null,null,null,null,"6/2,2 kW"]
[null,null,null,null,"2,2/0,7 kW"]
[null,null,null,null,"3/1 kW"]
[null,null,null,null,"4,5/1,5 kW"]
[null,null,null,null,"6/2,2 kW"]
[null,null,null,null,"10/3,3 kW"]
[null,null,null,null,"2,2/0,7 kW"]
[null,null,null,null,"3/1 kW"]
[null,null,null,null,"4,5/1,5 kW"]
[null,null,null,null,"6/2,2 kW"]
[null,null,null,null,"10/3,3 kW"]
[null,null,null,null,"14/4,5 kW"]
[null,null,null,null,"2,2/0,7 kW"]
[null,null,null,null,"3/1 kW"]
[null,null,null,null,"4,5/1,5 kW"]
[null,null,null,null,"6/2,2 kW"]
[null,null,null,null,"10/3,3 kW"]
[null,null,null,null,"14/4,5 kW"]
[null,null,null,null,"16/6,5 kW"]
[null,null,null,null,"4,5/1,5 kW"]
[null,null,null,null,"6/2,2 kW"]
[null,null,null,null,"10/3,3 kW"]
[null,null,null,null,"14/4,5 kW"]
[null,null,null,null,"2,2/0,7 kW"]
[null,null,null,null,"3/1 kW"]
[null,null,null,null,"4,5/1,5 kW"]
[null,null,null,null,"6/2,2 kW"]
[null,null,null,null,"10/3,3 kW"]
[null,null,null,null,"14/4,5 kW"]
[null,null,null,null,"16/6,5 kW"]
[null,null,null,null,"20/8,5 kW"]
[null,null,null,null,"4,5/1,5 kW"]
[null,null,null,null,"6/2,2 kW"]
[null,null,null,null,"10/3,3 kW"]
[null,null,null,null,"14/4,5 kW"]
[null,null,null,null,"16/6,5 kW"]
[null,null,null,null,"20/8,5 kW"]
[null,null,null,null,"6/2,2 kW"]
[null,null,null,null,"10/3,3 kW"]
[null,null,null,null,"14/4,5 kW"]
[null,null,null,null,"16/6,5 kW"]
[null,null,null,null,"20/8,5 kW"]
[null,null,null,null,"4,5/1,5 kW"]
[null,null,null,null,"6/2,2 kW"]
[null,null,null,null,"10/3,3 kW"]
[null,null,null,null,"14/4,5 kW"]
[null,null,null,null,"16/6,5 kW"]
[null,null,null,null,"20/8,5 kW"]
[null,null,null,null,"26/9 kW"]
[null,null,null,null,"34/12 kW"]
[null,null,null,null,"6/2,2 kW"]
[null,null,null,null,"10/3,3 kW"]
[null,null,null,null,"14/4,5 kW"]
[null,null,null,null,"16/6,5 kW"]
[null,null,null,null,"20/8,5 kW"]
[null,null,null,null,"26/9 kW"]
[null,null,null,null,"34/12 kW"]
[null,null,null,null,"40/14 kW"]
[null,null,null,null,"10/3,3 kW"]
[null,null,null,null,"14/4,5 kW"]
[null,null,null,null,"16/6,5 kW"]
[null,null,null,null,"20/8,5 kW"]
[null,null,null,null,"26/9 kW"]
[null,null,null,null,"34/12 kW"]
[null,null,null,null,"6/2,2 kW"]
[null,null,null,null,"10/3,3 kW"]
[null,null,null,null,"14/4,5 kW"]
[null,null,null,null,"16/6,5 kW"]
[null,null,null,null,"20/8,5 kW"]
[null,null,null,null,"26/9 kW"]
[null,null,null,null,"34/12 kW"]
[null,null,null,null,"40/14 kW"]
[null,null,null,null,"14/4,5 kW"]
[null,null,null,null,"16/6,5 kW"]
[null,null,null,null,"20/8,5 kW"]
[null,null,null,null,"26/9 kW"]
[null,null,null,null,"34/12 kW"]
[null,null,null,null,"40/14 kW"]
[null,null,null,null,"20/8,5 kW"]
[null,null,null,null,"26/9 kW"]
[null,null,null,null,"34/12 kW"]
[null,null,null,null,"40/14 kW"]
[null,null,null,null,"14/4,5 kW"]
[null,null,null,null,"16/6,5 kW"]
[null,null,null,null,"20/8,5 kW"]
[null,null,null,null,"26/9 kW"]
[null,null,null,null,"34/12 kW"]
[null,null,null,null,"40/14 kW"]
[null,null,null,null,"50/18 kW"]
[null,null,null,null,"70/25 kW"]
[null,null,null,null,"115/40 kW"]
[null,null,null,null,"26/9 kW"]
[null,null,null,null,"34/12 kW"]
[null,null,null,null,"40/14 kW"]
[null,null,null,null,"50/18 kW"]
[null,null,null,null,"70/25 kW"]
[null,null,null,null,"80/28 kW"]
[null,null,null,null,"95/34 kW"]
[null,null,null,null,"115/40 kW"]
[null,null,null,null,"125/45 kW"]
[null,null,null,null,"145/55 kW"]
[null,null,null,null,"40/14 kW"]
[null,null,null,null,"50/18 kW"]
[null,null,null,null,"70/25 kW"]
[null,null,null,null,"80/28 kW"]
[null,null,null,null,"95/34 kW"]
[null,null,null,null,"115/40 kW"]
[null,null,null,null,"125/45 kW"]
[null,null,null,null,"145/55 kW"]
[null,null,null,null,"50/18 kW"]
[null,null,null,null,"70/25 kW"]
[null,null,null,null,"80/28 kW"]
[null,null,null,null,"95/34 kW"]
[null,null,null,null,"115/40 kW"]
[null,null,null,null,"34/12 kW"]
[null,null,null,null,"40/14 kW"]
[null,null,null,null,"50/18 kW"]
[null,null,null,null,"70/25 kW"]
[null,null,null,null,"80/28 kW"]
[null,null,null,null,"95/34 kW"]
[null,null,null,null,"115/40 kW"]
[null,null,null,null,"125/45 kW"]
[null,null,null,null,"145/55 kW"]
[null,null,null,null,"50/18 kW"]
[null,null,null,null,"70/25 kW"]
[null,null,null,null,"80/28 kW"]
[null,null,null,null,"95/34 kW"]
[null,null,null,null,"115/40 kW"]
[null,null,null,null,"125/45 kW"]
[null,null,null,null,"145/55 kW"]
[null,null,null,null,"70/25 kW"]
[null,null,null,null,"80/28 kW"]
[null,null,null,null,"95/34 kW"]
[null,null,null,null,"115/40 kW"]
[null,null,null,null,"125/45 kW"]
[null,null,null,null,"145/55 kW"]
[null,null,null,null,"70/25 kW"]
[null,null,null,null,"80/28 kW"]
[null,null,null,null,"95/34 kW"]
[null,null,null,null,"0,55/0,09 kW"]
[null,null,null,null,"0,55/0,09 kW"]
[null,null,null,null,"0,55/0,09 kW"]
[null,null,null,null,"0,75/0,12 kW"]
[null,null,null,null,"1,1/0,18 kW"]
[null,null,null,null,"0,55/0,09 kW"]
[null,null,null,null,"0,75/0,12 kW"]
[null,null,null,null,"1,1/0,18 kW"]
[null,null,null,null,"1,5/0,25 kW"]
[null,null,null,null,"2,2/0,37 kW"]
[null,null,null,null,"0,55/0,09 kW"]
[null,null,null,null,"0,75/0,12 kW"]
[null,null,null,null,"1,1/0,18 kW"]
[null,null,null,null,"1,5/0,25 kW"]
[null,null,null,null,"2,2/0,37 kW"]
[null,null,null,null,"3/0,55 kW"]
[null,null,null,null,"0,55/0,09 kW"]
[null,null,null,null,"0,75/0,12 kW"]
[null,null,null,null,"1,1/0,18 kW"]
[null,null,null,null,"1,5/0,25 kW"]
[null,null,null,null,"2,2/0,37 kW"]
[null,null,null,null,"3/0,55 kW"]
[null,null,null,null,"1,1/0,18 kW"]
[null,null,null,null,"1,5/0,25 kW"]
[null,null,null,null,"2,2/0,37 kW"]
[null,null,null,null,"3/0,55 kW"]
[null,null,null,null,"4/0,75 kW"]
[null,null,null,null,"1,1/0,18 kW"]
[null,null,null,null,"1,5/0,25 kW"]
[null,null,null,null,"2,2/0,37 kW"]
[null,null,null,null,"3/0,55 kW"]
[null,null,null,null,"4/0,75 kW"]
[null,null,null,null,"5,5/1,1 kW"]
[null,null,null,null,"1,5/0,25 kW"]
[null,null,null,null,"2,2/0,37 kW"]
[null,null,null,null,"3/0,55 kW"]
[null,null,null,null,"4/0,75 kW"]
[null,null,null,null,"5,5/1,1 kW"]
[null,null,null,null,"7,5/1,5 kW"]
[null,null,null,null,"2,2/0,37 kW"]
[null,null,null,null,"3/0,55 kW"]
[null,null,null,null,"4/0,75 kW"]
[null,null,null,null,"5,5/1,1 kW"]
[null,null,null,null,"7,5/1,5 kW"]
[null,null,null,null,"2,2/0,37 kW"]
[null,null,null,null,"3/0,55 kW"]
[null,null,null,null,"4/0,75 kW"]
[null,null,null,null,"5,5/1,1 kW"]
[null,null,null,null,"7,5/1,5 kW"]
[null,null,null,null,"11/3 kW"]
[null,null,null,null,"2,2/0,37 kW"]
[null,null,null,null,"3/0,55 kW"]
[null,null,null,null,"4/0,75 kW"]
[null,null,null,null,"5,5/1,1 kW"]
[null,null,null,null,"7,5/1,5 kW"]
[null,null,null,null,"11/3 kW"]
[null,null,null,null,"14/3,5 kW"]
[null,null,null,null,"17/4,3 kW"]
[null,null,null,null,"4/0,75 kW"]
[null,null,null,null,"5,5/1,1 kW"]
[null,null,null,null,"7,5/1,5 kW"]
[null,null,null,null,"11/3 kW"]
[null,null,null,null,"2,2/0,37 kW"]
[null,null,null,null,"3/0,55 kW"]
[null,null,null,null,"4/0,75 kW"]
[null,null,null,null,"5,5/1,1 kW"]
[null,null,null,null,"7,5/1,5 kW"]
[null,null,null,null,"11/3 kW"]
[null,null,null,null,"14/3,5 kW"]
[null,null,null,null,"17/4,3 kW"]
[null,null,null,null,"20/5 kW"]
[null,null,null,null,"4/0,75 kW"]
[null,null,null,null,"5,5/1,1 kW"]
[null,null,null,null,"7,5/1,5 kW"]
[null,null,null,null,"11/3 kW"]
[null,null,null,null,"14/3,5 kW"]
[null,null,null,null,"17/4,3 kW"]
[null,null,null,null,"20/5 kW"]
[null,null,null,null,"5,5/1,1 kW"]
[null,null,null,null,"7,5/1,5 kW"]
[null,null,null,null,"11/3 kW"]
[null,null,null,null,"14/3,5 kW"]
[null,null,null,null,"17/4,3 kW"]
[null,null,null,null,"4/0,75 kW"]
[null,null,null,null,"5,5/1,1 kW"]
[null,null,null,null,"7,5/1,5 kW"]
[null,null,null,null,"11/3 kW"]
[null,null,null,null,"14/3,5 kW"]
[null,null,null,null,"17/4,3 kW"]
[null,null,null,null,"20/5 kW"]
[null,null,null,null,"28/6,5 kW"]
[null,null,null,null,"30/8 kW"]
[null,null,null,null,"7,5/1,5 kW"]
[null,null,null,null,"11/3 kW"]
[null,null,null,null,"14/3,5 kW"]
[null,null,null,null,"17/4,3 kW"]
[null,null,null,null,"20/5 kW"]
[null,null,null,null,"28/6,5 kW"]
[null,null,null,null,"37/9,2 kW"]
[null,null,null,null,"44/11 kW"]
[null,null,null,null,"11/3 kW"]
[null,null,null,null,"14/3,5 kW"]
[null,null,null,null,"17/4,3 kW"]
[null,null,null,null,"20/5 kW"]
[null,null,null,null,"28/6,5 kW"]
[null,null,null,null,"30/8 kW"]
[null,null,null,null,"5,5/1,1 kW"]
[null,null,null,null,"7,5/1,5 kW"]
[null,null,null,null,"11/3 kW"]
[null,null,null,null,"14/3,5 kW"]
[null,null,null,null,"17/4,3 kW"]
[null,null,null,null,"20/5 kW"]
[null,null,null,null,"28/6,5 kW"]
[null,null,null,null,"30/8 kW"]
[null,null,null,null,"37/9,2 kW"]
[null,null,null,null,"44/11 kW"]
[null,null,null,null,"14/3,5 kW"]
[null,null,null,null,"17/4,3 kW"]
[null,null,null,null,"20/5 kW"]
[null,null,null,null,"28/6,5 kW"]
[null,null,null,null,"30/8 kW"]
[null,null,null,null,"37/9,2 kW"]
[null,null,null,null,"44/11 kW"]
[null,null,null,null,"17/4,3 kW"]
[null,null,null,null,"20/5 kW"]
[null,null,null,null,"28/6,5 kW"]
[null,null,null,null,"30/8 kW"]
[null,null,null,null,"37/9,2 kW"]
[null,null,null,null,"44/11 kW"]
[null,null,null,null,"14/3,5 kW"]
[null,null,null,null,"17/4,3 kW"]
[null,null,null,null,"20/5 kW"]
[null,null,null,null,"28/6,5 kW"]
[null,null,null,null,"37/9,2 kW"]
[null,null,null,null,"44/11 kW"]
[null,null,null,null,"55/14,7 kW"]
[null,null,null,null,"110/27 kW"]
[null,null,null,null,"130/33 kW"]
[null,null,null,null,"28/6,5 kW"]
[null,null,null,null,"30/8 kW"]
[null,null,null,null,"37/9,2 kW"]
[null,null,null,null,"44/11 kW"]
[null,null,null,null,"55/14,7 kW"]
[null,null,null,null,"68/17 kW"]
[null,null,null,null,"80/20 kW"]
[null,null,null,null,"110/27 kW"]
[null,null,null,null,"130/33 kW"]
[null,null,null,null,"160/40 kW"]
[null,null,null,null,"44/11 kW"]
[null,null,null,null,"55/14,7 kW"]
[null,null,null,null,"68/17 kW"]
[null,null,null,null,"80/20 kW"]
[null,null,null,null,"110/27 kW"]
[null,null,null,null,"130/33 kW"]
[null,null,null,null,"160/40 kW"]
[null,null,null,null,"55/14,7 kW"]
[null,null,null,null,"68/17 kW"]
[null,null,null,null,"80/20 kW"]
[null,null,null,null,"110/27 kW"]
[null,null,null,null,"30/8 kW"]
[null,null,null,null,"37/9,2 kW"]
[null,null,null,null,"44/11 kW"]
[null,null,null,null,"55/14,7 kW"]
[null,null,null,null,"68/17 kW"]
[null,null,null,null,"80/20 kW"]
[null,null,null,null,"110/27 kW"]
[null,null,null,null,"130/33 kW"]
[null,null,null,null,"160/40 kW"]
[null,null,null,null,"55/14,7 kW"]
[null,null,null,null,"68/17 kW"]
[null,null,null,null,"80/20 kW"]
[null,null,null,null,"110/27 kW"]
[null,null,null,null,"130/33 kW"]
[null,null,null,null,"160/40 kW"]
[null,null,null,null,"68/17 kW"]
[null,null,null,null,"80/20 kW"]
[null,null,null,null,"110/27 kW"]
[null,null,null,null,"130/33 kW"]
[null,null,null,null,"160/40 kW"]
[null,null,null,null,"68/17 kW"]
[null,null,null,null,"80/20 kW"]
[null,null,null,null,"0,55/0,09 kW"]
[null,null,null,null,"0,55/0,09 kW"]
[null,null,null,null,"0,75/0,12 kW"]
[null,null,null,null,"0,55/0,09 kW"]
[null,null,null,null,"0,75/0,12 kW"]
[null,null,null,null,"0,55/0,09 kW"]
[null,null,null,null,"0,75/0,12 kW"]
[null,null,null,null,"1,1/0,18 kW"]
[null,null,null,null,"0,55/0,09 kW"]
[null,null,null,null,"0,75/0,12 kW"]
[null,null,null,null,"1,5/0,25 kW"]
[null,null,null,null,"0,55/0,09 kW"]
[null,null,null,null,"0,75/0,12 kW"]
[null,null,null,null,"1,1/0,18 kW"]
[null,null,null,null,"1,5/0,25 kW"]
[null,null,null,null,"2,2/0,37 kW"]
[null,null,null,null,"0,75/0,12 kW"]
[null,null,null,null,"1,1/0,18 kW"]
[null,null,null,null,"1,5/0,25 kW"]
[null,null,null,null,"2,2/0,37 kW"]
[null,null,null,null,"3/0,55 kW"]
[null,null,null,null,"1,1/0,18 kW"]
[null,null,null,null,"1,5/0,25 kW"]
[null,null,null,null,"1,1/0,18 kW"]
[null,null,null,null,"1,5/0,25 kW"]
[null,null,null,null,"2,2/0,37 kW"]
[null,null,null,null,"3/0,55 kW"]
[null,null,null,null,"1,1/0,18 kW"]
[null,null,null,null,"1,5/0,25 kW"]
[null,null,null,null,"2,2/0,37 kW"]
[null,null,null,null,"3/0,55 kW"]
[null,null,null,null,"1,1/0,18 kW"]
[null,null,null,null,"1,5/0,25 kW"]
[null,null,null,null,"2,2/0,37 kW"]
[null,null,null,null,"3/0,55 kW"]
[null,null,null,null,"4/0,65 kW"]
[null,null,null,null,"1,1/0,18 kW"]
[null,null,null,null,"1,5/0,25 kW"]
[null,null,null,null,"2,2/0,37 kW"]
[null,null,null,null,"3/0,55 kW"]
[null,null,null,null,"4/0,65 kW"]
[null,null,null,null,"6/1,2 kW"]
[null,null,null,null,"1,5/0,25 kW"]
[null,null,null,null,"2,2/0,37 kW"]
[null,null,null,null,"3/0,55 kW"]
[null,null,null,null,"4/0,65 kW"]
[null,null,null,null,"6/1,2 kW"]
[null,null,null,null,"7,5/1,5 kW"]
[null,null,null,null,"12/2,4 kW"]
[null,null,null,null,"2,2/0,37 kW"]
[null,null,null,null,"3/0,55 kW"]
[null,null,null,null,"4/0,65 kW"]
[null,null,null,null,"6/1,2 kW"]
[null,null,null,null,"7,5/1,5 kW"]
[null,null,null,null,"12/2,4 kW"]
[null,null,null,null,"17/4,3 kW"]
[null,null,null,null,"3/0,55 kW"]
[null,null,null,null,"4/0,65 kW"]
[null,null,null,null,"6/1,2 kW"]
[null,null,null,null,"7,5/1,5 kW"]
[null,null,null,null,"12/2,4 kW"]
[null,null,null,null,"17/4,3 kW"]
[null,null,null,null,"20/5 kW"]
[null,null,null,null,"28/6,5 kW"]
[null,null,null,null,"4/0,65 kW"]
[null,null,null,null,"6/1,2 kW"]
[null,null,null,null,"7,5/1,5 kW"]
[null,null,null,null,"12/2,4 kW"]
[null,null,null,null,"17/4,3 kW"]
[null,null,null,null,"6/1,2 kW"]
[null,null,null,null,"7,5/1,5 kW"]
[null,null,null,null,"12/2,4 kW"]
[null,null,null,null,"17/4,3 kW"]
[null,null,null,null,"20/5 kW"]
[null,null,null,null,"28/6,5 kW"]
[null,null,null,null,"35/8 kW"]
[null,null,null,null,"12/2,4 kW"]
[null,null,null,null,"17/4,3 kW"]
[null,null,null,null,"20/5 kW"]
[null,null,null,null,"28/6,5 kW"]
[null,null,null,null,"35/8 kW"]
[null,null,null,null,"44/11 kW"]
[null,null,null,null,"17/4,3 kW"]
[null,null,null,null,"20/5 kW"]
[null,null,null,null,"28/6,5 kW"]
[null,null,null,null,"35/8 kW"]
[null,null,null,null,"44/11 kW"]
[null,null,null,null,"12/2,4 kW"]
[null,null,null,null,"17/4,3 kW"]
[null,null,null,null,"20/5 kW"]
[null,null,null,null,"28/6,5 kW"]
[null,null,null,null,"35/8 kW"]
[null,null,null,null,"17/4,3 kW"]
[null,null,null,null,"20/5 kW"]
[null,null,null,null,"28/6,5 kW"]
[null,null,null,null,"35/8 kW"]
[null,null,null,null,"37/9,2 kW"]
[null,null,null,null,"44/11 kW"]
[null,null,null,null,"55/14,7 kW"]
[null,null,null,null,"68/17 kW"]
[null,null,null,null,"20/5 kW"]
[null,null,null,null,"28/6,5 kW"]
[null,null,null,null,"35/8 kW"]
[null,null,null,null,"37/9,2 kW"]
[null,null,null,null,"44/11 kW"]
[null,null,null,null,"55/14,7 kW"]
[null,null,null,null,"68/17 kW"]
[null,null,null,null,"80/20 kW"]
[null,null,null,null,"28/6,5 kW"]
[null,null,null,null,"35/8 kW"]
[null,null,null,null,"37/9,2 kW"]
[null,null,null,null,"44/11 kW"]
[null,null,null,null,"55/14,7 kW"]
[null,null,null,null,"68/17 kW"]
[null,null,null,null,"1,1 kW"]
[null,null,null,null,"1,5 kW"]
[null,null,null,null,"1,1 kW"]
[null,null,null,null,"1,5 kW"]
[null,null,null,null,"1,5 kW"]
[null,null,null,null,"2,2 kW"]
[null,null,null,null,"3 kW"]
[null,null,null,null,"1,5 kW"]
[null,null,null,null,"2,2 kW"]
[null,null,null,null,"3 kW"]
[null,null,null,null,"1,5 kW"]
[null,null,null,null,"3 kW"]
[null,null,null,null,"4 kW"]
[null,null,null,null,"1,5 kW"]
[null,null,null,null,"3 kW"]
[null,null,null,null,"4 kW"]
[null,null,null,null,"4 kW"]
[null,null,null,null,"5,5 kW"]
[null,null,null,null,"7,5 kW"]
[null,null,null,null,"4 kW"]
[null,null,null,null,"5,5 kW"]
[null,null,null,null,"7,5 kW"]
[null,null,null,null,"11 kW"]
[null,null,null,null,"7,5 kW"]
[null,null,null,null,"11 kW"]
[null,null,null,null,"7,5 kW"]
[null,null,null,null,"0,25 kW"]
[null,null,null,null,"0,25 kW"]
[null,null,null,null,"0,37 kW"]
[null,null,null,null,"0,55 kW"]
[null,null,null,null,"0,75 kW"]
[null,null,null,null,"1,1 kW"]
[null,null,null,null,"0,55 kW"]
[null,null,null,null,"0,75 kW"]
[null,null,null,null,"1,1 kW"]
[null,null,null,null,"0,75 kW"]
[null,null,null,null,"1,1 kW"]
[null,null,null,null,"1,5 kW"]
[null,null,null,null,"2,2 kW"]
[null,null,null,null,"0,55 kW"]
[null,null,null,null,"0,75 kW"]
[null,null,null,null,"1,1 kW"]
[null,null,null,null,"1,5 kW"]
[null,null,null,null,"2,2 kW"]
[null,null,null,null,"0,75 kW"]
[null,null,null,null,"1,1 kW"]
[null,null,null,null,"1,5 kW"]
[null,null,null,null,"2,2 kW"]
[null,null,null,null,"3 kW"]
[null,null,null,null,"0,75 kW"]
[null,null,null,null,"1,1 kW"]
[null,null,null,null,"1,5 kW"]
[null,null,null,null,"2,2 kW"]
[null,null,null,null,"3 kW"]
[null,null,null,null,"1,1 kW"]
[null,null,null,null,"1,5 kW"]
[null,null,null,null,"2,2 kW"]
[null,null,null,null,"3 kW"]
[null,null,null,null,"4 kW"]
[null,null,null,null,"5,5 kW"]
[null,null,null,null,"1,1 kW"]
[null,null,null,null,"1,5 kW"]
[null,null,null,null,"2,2 kW"]
[null,null,null,null,"3 kW"]
[null,null,null,null,"4 kW"]
[null,null,null,null,"5,5 kW"]
[null,null,null,null,"1,1 kW"]
[null,null,null,null,"1,5 kW"]
[null,null,null,null,"2,2 kW"]
[null,null,null,null,"3 kW"]
[null,null,null,null,"4 kW"]
[null,null,null,null,"5,5 kW"]
[null,null,null,null,"1,1 kW"]
[null,null,null,null,"1,5 kW"]
[null,null,null,null,"2,2 kW"]
[null,null,null,null,"3 kW"]
[null,null,null,null,"4 kW"]
[null,null,null,null,"5,5 kW"]
[null,null,null,null,"1,1 kW"]
[null,null,null,null,"1,5 kW"]
[null,null,null,null,"2,2 kW"]
[null,null,null,null,"3 kW"]
[null,null,null,null,"4 kW"]
[null,null,null,null,"5,5 kW"]
[null,null,null,null,"1,1 kW"]
[null,null,null,null,"1,5 kW"]
[null,null,null,null,"2,2 kW"]
[null,null,null,null,"3 kW"]
[null,null,null,null,"4 kW"]
[null,null,null,null,"5,5 kW"]
[null,null,null,null,"1,5 kW"]
[null,null,null,null,"2,2 kW"]
[null,null,null,null,"3 kW"]
[null,null,null,null,"4 kW"]
[null,null,null,null,"5,5 kW"]
[null,null,null,null,"7,5 kW"]
[null,null,null,null,"1,5 kW"]
[null,null,null,null,"2,2 kW"]
[null,null,null,null,"3 kW"]
[null,null,null,null,"4 kW"]
[null,null,null,null,"5,5 kW"]
[null,null,null,null,"7,5 kW"]
[null,null,null,null,"2,2 kW"]
[null,null,null,null,"3 kW"]
[null,null,null,null,"4 kW"]
[null,null,null,null,"5,5 kW"]
[null,null,null,null,"7,5 kW"]
[null,null,null,null,"2,2 kW"]
[null,null,null,null,"3 kW"]
[null,null,null,null,"4 kW"]
[null,null,null,null,"5,5 kW"]
[null,null,null,null,"7,5 kW"]
[null,null,null,null,"2,2 kW"]
[null,null,null,null,"3 kW"]
[null,null,null,null,"4 kW"]
[null,null,null,null,"5,5 kW"]
[null,null,null,null,"7,5 kW"]
[null,null,null,null,"2,2 kW"]
[null,null,null,null,"3 kW"]
[null,null,null,null,"4 kW"]
[null,null,null,null,"5,5 kW"]
[null,null,null,null,"7,5 kW"]
[null,null,null,null,"11 kW"]
[null,null,null,null,"3 kW"]
[null,null,null,null,"4 kW"]
[null,null,null,null,"5,5 kW"]
[null,null,null,null,"7,5 kW"]
[null,null,null,null,"11 kW"]
[null,null,null,null,"3 kW"]
[null,null,null,null,"4 kW"]
[null,null,null,null,"5,5 kW"]
[null,null,null,null,"7,5 kW"]
[null,null,null,null,"11 kW"]
[null,null,null,null,"15 kW"]
[null,null,null,null,"5,5 kW"]
[null,null,null,null,"7,5 kW"]
[null,null,null,null,"11 kW"]
[null,null,null,null,"15 kW"]
[null,null,null,null,"5,5 kW"]
[null,null,null,null,"7,5 kW"]
[null,null,null,null,"11 kW"]
[null,null,null,null,"3 kW"]
[null,null,null,null,"4 kW"]
[null,null,null,null,"5,5 kW"]
[null,null,null,null,"7,5 kW"]
[null,null,null,null,"11 kW"]
[null,null,null,null,"3 kW"]
[null,null,null,null,"4 kW"]
[null,null,null,null,"5,5 kW"]
[null,null,null,null,"7,5 kW"]
[null,null,null,null,"11 kW"]
[null,null,null,null,"15 kW"]
[null,null,null,null,"18,5 kW"]
[null,null,null,null,"4 kW"]
[null,null,null,null,"5,5 kW"]
[null,null,null,null,"7,5 kW"]
[null,null,null,null,"11 kW"]
[null,null,null,null,"15 kW"]
[null,null,null,null,"18,5 kW"]
[null,null,null,null,"4 kW"]
[null,null,null,null,"5,5 kW"]
[null,null,null,null,"7,5 kW"]
[null,null,null,null,"11 kW"]
[null,null,null,null,"15 kW"]
[null,null,null,null,"18,5 kW"]
[null,null,null,null,"22 kW"]
[null,null,null,null,"7,5 kW"]
[null,null,null,null,"11 kW"]
[null,null,null,null,"15 kW"]
[null,null,null,null,"18,5 kW"]
[null,null,null,null,"22 kW"]
[null,null,null,null,"7,5 kW"]
[null,null,null,null,"11 kW"]
[null,null,null,null,"15 kW"]
[null,null,null,null,"18,5 kW"]
[null,null,null,null,"4 kW"]
[null,null,null,null,"5,5 kW"]
[null,null,null,null,"7,5 kW"]
[null,null,null,null,"11 kW"]
[null,null,null,null,"15 kW"]
[null,null,null,null,"18,5 kW"]
[null,null,null,null,"4 kW"]
[null,null,null,null,"5,5 kW"]
[null,null,null,null,"7,5 kW"]
[null,null,null,null,"11 kW"]
[null,null,null,null,"15 kW"]
[null,null,null,null,"18,5 kW"]
[null,null,null,null,"22 kW"]
[null,null,null,null,"30 kW"]
[null,null,null,null,"11 kW"]
[null,null,null,null,"15 kW"]
[null,null,null,null,"18,5 kW"]
[null,null,null,null,"22 kW"]
[null,null,null,null,"30 kW"]
[null,null,null,null,"11 kW"]
[null,null,null,null,"15 kW"]
[null,null,null,null,"18,5 kW"]
[null,null,null,null,"22 kW"]
[null,null,null,null,"30 kW"]
[null,null,null,null,"37 kW"]
[null,null,null,null,"45 kW"]
[null,null,null,null,"11 kW"]
[null,null,null,null,"15 kW"]
[null,null,null,null,"18,5 kW"]
[null,null,null,null,"22 kW"]
[null,null,null,null,"30 kW"]
[null,null,null,null,"37 kW"]
[null,null,null,null,"45 kW"]
[null,null,null,null,"11 kW"]
[null,null,null,null,"15 kW"]
[null,null,null,null,"18,5 kW"]
[null,null,null,null,"22 kW"]
[null,null,null,null,"30 kW"]
[null,null,null,null,"7,5 kW"]
[null,null,null,null,"11 kW"]
[null,null,null,null,"15 kW"]
[null,null,null,null,"18,5 kW"]
[null,null,null,null,"22 kW"]
[null,null,null,null,"30 kW"]
[null,null,null,null,"7,5 kW"]
[null,null,null,null,"15 kW"]
[null,null,null,null,"18,5 kW"]
[null,null,null,null,"22 kW"]
[null,null,null,null,"30 kW"]
[null,null,null,null,"37 kW"]
[null,null,null,null,"45 kW"]
[null,null,null,null,"15 kW"]
[null,null,null,null,"18,5 kW"]
[null,null,null,null,"22 kW"]
[null,null,null,null,"30 kW"]
[null,null,null,null,"37 kW"]
[null,null,null,null,"45 kW"]
[null,null,null,null,"15 kW"]
[null,null,null,null,"18,5 kW"]
[null,null,null,null,"22 kW"]
[null,null,null,null,"30 kW"]
[null,null,null,null,"37 kW"]
[null,null,null,null,"45 kW"]
[null,null,null,null,"15 kW"]
[null,null,null,null,"18,5 kW"]
[null,null,null,null,"22 kW"]
[null,null,null,null,"30 kW"]
[null,null,null,null,"37 kW"]
[null,null,null,null,"45 kW"]
[null,null,null,null,"18,5 kW"]
[null,null,null,null,"22 kW"]
[null,null,null,null,"30 kW"]
[null,null,null,null,"37 kW"]
[null,null,null,null,"45 kW"]
[null,null,null,null,"18,5 kW"]
[null,null,null,null,"22 kW"]
[null,null,null,null,"30 kW"]
[null,null,null,null,"37 kW"]
[null,null,null,null,"45 kW"]
[null,null,null,null,"18,5 kW"]
[null,null,null,null,"22 kW"]
[null,null,null,null,"30 kW"]
[null,null,null,null,"37 kW"]
[null,null,null,null,"45 kW"]
[null,null,null,null,"55 kW"]
[null,null,null,null,"75 kW"]
[null,null,null,null,"18,5 kW"]
[null,null,null,null,"22 kW"]
[null,null,null,null,"30 kW"]
[null,null,null,null,"37 kW"]
[null,null,null,null,"45 kW"]
[null,null,null,null,"55 kW"]
[null,null,null,null,"75 kW"]
[null,null,null,null,"110 kW"]
[null,null,null,null,"132 kW"]
[null,null,null,null,"30 kW"]
[null,null,null,null,"37 kW"]
[null,null,null,null,"45 kW"]
[null,null,null,null,"55 kW"]
[null,null,null,null,"75 kW"]
[null,null,null,null,"90 kW"]
[null,null,null,null,"110 kW"]
[null,null,null,null,"132 kW"]
[null,null,null,null,"30 kW"]
[null,null,null,null,"37 kW"]
[null,null,null,null,"45 kW"]
[null,null,null,null,"55 kW"]
[null,null,null,null,"75 kW"]
[null,null,null,null,"90 kW"]
[null,null,null,null,"110 kW"]
[null,null,null,null,"132 kW"]
[null,null,null,null,"160 kW"]
[null,null,null,null,"45 kW"]
[null,null,null,null,"55 kW"]
[null,null,null,null,"75 kW"]
[null,null,null,null,"90 kW"]
[null,null,null,null,"110 kW"]
[null,null,null,null,"132 kW"]
[null,null,null,null,"160 kW"]
[null,null,null,null,"45 kW"]
[null,null,null,null,"55 kW"]
[null,null,null,null,"75 kW"]
[null,null,null,null,"90 kW"]
[null,null,null,null,"110 kW"]
[null,null,null,null,"132 kW"]
[null,null,null,null,"160 kW"]
[null,null,null,null,"55 kW"]
[null,null,null,null,"75 kW"]
[null,null,null,null,"90 kW"]
[null,null,null,null,"110 kW"]
[null,null,null,null,"132 kW"]
[null,null,null,null,"160 kW"]
[null,null,null,null,"55 kW"]
[null,null,null,null,"75 kW"]
[null,null,null,null,"90 kW"]
[null,null,null,null,"110 kW"]
[null,null,null,null,"132 kW"]
[null,null,null,null,"37 kW"]
[null,null,null,null,"45 kW"]
[null,null,null,null,"55 kW"]
[null,null,null,null,"75 kW"]
[null,null,null,null,"90 kW"]
[null,null,null,null,"110 kW"]
[null,null,null,null,"132 kW"]
[null,null,null,null,"37 kW"]
[null,null,null,null,"45 kW"]
[null,null,null,null,"55 kW"]
[null,null,null,null,"75 kW"]
[null,null,null,null,"90 kW"]
[null,null,null,null,"110 kW"]
[null,null,null,null,"132 kW"]
[null,null,null,null,"160 kW"]
[null,null,null,null,"55 kW"]
[null,null,null,null,"75 kW"]
[null,null,null,null,"90 kW"]
[null,null,null,null,"110 kW"]
[null,null,null,null,"132 kW"]
[null,null,null,null,"160 kW"]
[null,null,null,null,"55 kW"]
[null,null,null,null,"75 kW"]
[null,null,null,null,"90 kW"]
[null,null,null,null,"110 kW"]
[null,null,null,null,"132 kW"]
[null,null,null,null,"160 kW"]
[null,null,null,null,"75 kW"]
[null,null,null,null,"90 kW"]
[null,null,null,null,"110 kW"]
[null,null,null,null,"132 kW"]
[null,null,null,null,"160 kW"]
[null,null,null,null,"75 kW"]
[null,null,null,null,"90 kW"]
[null,null,null,null,"110 kW"]
[null,null,null,null,"132 kW"]
[null,null,null,null,"160 kW"]
[null,null,null,null,"75 kW"]
[null,null,null,null,"90 kW"]
[null,null,null,null,"110 kW"]
[null,null,null,null,"132 kW"]
[null,null,null,null,"160 kW"]
[null,null,null,null,"75 kW"]
[null,null,null,null,"90 kW"]
[null,null,null,null,"0,55 kW"]
[null,null,null,null,"0,75 kW"]
[null,null,null,null,"1,1 kW"]
[null,null,null,null,"0,55 kW"]
[null,null,null,null,"0,75 kW"]
[null,null,null,null,"1,1 kW"]
[null,null,null,null,"0,75 kW"]
[null,null,null,null,"1,1 kW"]
[null,null,null,null,"0,55 kW"]
[null,null,null,null,"0,75 kW"]
[null,null,null,null,"1,1 kW"]
[null,null,null,null,"0,75 kW"]
[null,null,null,null,"1,1 kW"]
[null,null,null,null,"0,55 kW"]
[null,null,null,null,"0,75 kW"]
[null,null,null,null,"1,1 kW"]
[null,null,null,null,"0,75 kW"]
[null,null,null,null,"1,1 kW"]
[null,null,null,null,"1,5 kW"]
[null,null,null,null,"0,75 kW"]
[null,null,null,null,"1,1 kW"]
[null,null,null,null,"1,5 kW"]
[null,null,null,null,"0,75 kW"]
[null,null,null,null,"1,1 kW"]
[null,null,null,null,"1,5 kW"]
[null,null,null,null,"2,2 kW"]
[null,null,null,null,"0,75 kW"]
[null,null,null,null,"1,1 kW"]
[null,null,null,null,"1,5 kW"]
[null,null,null,null,"2,2 kW"]
[null,null,null,null,"0,75 kW"]
[null,null,null,null,"1,1 kW"]
[null,null,null,null,"1,5 kW"]
[null,null,null,null,"2,2 kW"]
[null,null,null,null,"3 kW"]
[null,null,null,null,"0,75 kW"]
[null,null,null,null,"1,1 kW"]
[null,null,null,null,"1,5 kW"]
[null,null,null,null,"2,2 kW"]
[null,null,null,null,"3 kW"]
[null,null,null,null,"1,5 kW"]
[null,null,null,null,"2,2 kW"]
[null,null,null,null,"1,5 kW"]
[null,null,null,null,"2,2 kW"]
[null,null,null,null,"1,5 kW"]
[null,null,null,null,"2,2 kW"]
[null,null,null,null,"3 kW"]
[null,null,null,null,"1,5 kW"]
[null,null,null,null,"2,2 kW"]
[null,null,null,null,"3 kW"]
[null,null,null,null,"1,5 kW"]
[null,null,null,null,"2,2 kW"]
[null,null,null,null,"3 kW"]
[null,null,null,null,"1,5 kW"]
[null,null,null,null,"2,2 kW"]
[null,null,null,null,"3 kW"]
[null,null,null,null,"5,5 kW"]
[null,null,null,null,"1,5 kW"]
[null,null,null,null,"2,2 kW"]
[null,null,null,null,"3 kW"]
[null,null,null,null,"4 kW"]
[null,null,null,null,"1,5 kW"]
[null,null,null,null,"2,2 kW"]
[null,null,null,null,"3 kW"]
[null,null,null,null,"4 kW"]
[null,null,null,null,"1,5 kW"]
[null,null,null,null,"2,2 kW"]
[null,null,null,null,"3 kW"]
[null,null,null,null,"4 kW"]
[null,null,null,null,"1,5 kW"]
[null,null,null,null,"2,2 kW"]
[null,null,null,null,"3 kW"]
[null,null,null,null,"4 kW"]
[null,null,null,null,"5,5 kW"]
[null,null,null,null,"2,2 kW"]
[null,null,null,null,"3 kW"]
[null,null,null,null,"4 kW"]
[null,null,null,null,"7,5 kW"]
[null,null,null,null,"2,2 kW"]
[null,null,null,null,"3 kW"]
[null,null,null,null,"4 kW"]
[null,null,null,null,"5,5 kW"]
[null,null,null,null,"7,5 kW"]
[null,null,null,null,"1,5 kW"]
[null,null,null,null,"2,2 kW"]
[null,null,null,null,"3 kW"]
[null,null,null,null,"4 kW"]
[null,null,null,null,"1,5 kW"]
[null,null,null,null,"2,2 kW"]
[null,null,null,null,"3 kW"]
[null,null,null,null,"4 kW"]
[null,null,null,null,"5,5 kW"]
[null,null,null,null,"11 kW"]
[null,null,null,null,"2,2 kW"]
[null,null,null,null,"3 kW"]
[null,null,null,null,"4 kW"]
[null,null,null,null,"7,5 kW"]
[null,null,null,null,"11 kW"]
[null,null,null,null,"2,2 kW"]
[null,null,null,null,"3 kW"]
[null,null,null,null,"4 kW"]
[null,null,null,null,"5,5 kW"]
[null,null,null,null,"7,5 kW"]
[null,null,null,null,"11 kW"]
[null,null,null,null,"15 kW"]
[null,null,null,null,"4 kW"]
[null,null,null,null,"7,5 kW"]
[null,null,null,null,"11 kW"]
[null,null,null,null,"15 kW"]
[null,null,null,null,"4 kW"]
[null,null,null,null,"5,5 kW"]
[null,null,null,null,"7,5 kW"]
[null,null,null,null,"11 kW"]
[null,null,null,null,"15 kW"]
[null,null,null,null,"18,5 kW"]
[null,null,null,null,"22 kW"]
[null,null,null,null,"7,5 kW"]
[null,null,null,null,"11 kW"]
[null,null,null,null,"15 kW"]
[null,null,null,null,"18,5 kW"]
[null,null,null,null,"22 kW"]
[null,null,null,null,"5,5 kW"]
[null,null,null,null,"7,5 kW"]
[null,null,null,null,"11 kW"]
[null,null,null,null,"15 kW"]
[null,null,null,null,"18,5 kW"]
[null,null,null,null,"7,5 kW"]
[null,null,null,null,"11 kW"]
[null,null,null,null,"15 kW"]
[null,null,null,null,"18,5 kW"]
[null,null,null,null,"7,5 kW"]
[null,null,null,null,"11 kW"]
[null,null,null,null,"15 kW"]
[null,null,null,null,"18,5 kW"]
[null,null,null,null,"22 kW"]
[null,null,null,null,"30 kW"]
[null,null,null,null,"37 kW"]
[null,null,null,null,"11 kW"]
[null,null,null,null,"15 kW"]
[null,null,null,null,"18,5 kW"]
[null,null,null,null,"22 kW"]
[null,null,null,null,"30 kW"]
[null,null,null,null,"37 kW"]
[null,null,null,null,"15 kW"]
[null,null,null,null,"18,5 kW"]
[null,null,null,null,"22 kW"]
[null,null,null,null,"30 kW"]
[null,null,null,null,"37 kW"]
[null,null,null,null,"45 kW"]
[null,null,null,null,"15 kW"]
[null,null,null,null,"18,5 kW"]
[null,null,null,null,"22 kW"]
[null,null,null,null,"30 kW"]
[null,null,null,null,"37 kW"]
[null,null,null,null,"45 kW"]
[null,null,null,null,"18,5 kW"]
[null,null,null,null,"22 kW"]
[null,null,null,null,"30 kW"]
[null,null,null,null,"37 kW"]
[null,null,null,null,"45 kW"]
[null,null,null,null,"55 kW"]
[null,null,null,null,"18,5 kW"]
[null,null,null,null,"22 kW"]
[null,null,null,null,"30 kW"]
[null,null,null,null,"37 kW"]
[null,null,null,null,"45 kW"]
[null,null,null,null,"55 kW"]
[null,null,null,null,"11 kW"]
[null,null,null,null,"15 kW"]
[null,null,null,null,"18,5 kW"]
[null,null,null,null,"22 kW"]
[null,null,null,null,"30 kW"]
[null,null,null,null,"37 kW"]
[null,null,null,null,"11 kW"]
[null,null,null,null,"15 kW"]
[null,null,null,null,"18,5 kW"]
[null,null,null,null,"22 kW"]
[null,null,null,null,"30 kW"]
[null,null,null,null,"37 kW"]
[null,null,null,null,"18,5 kW"]
[null,null,null,null,"22 kW"]
[null,null,null,null,"30 kW"]
[null,null,null,null,"37 kW"]
[null,null,null,null,"45 kW"]
[null,null,null,null,"55 kW"]
[null,null,null,null,"75 kW"]
[null,null,null,null,"18,5 kW"]
[null,null,null,null,"22 kW"]
[null,null,null,null,"30 kW"]
[null,null,null,null,"37 kW"]
[null,null,null,null,"45 kW"]
[null,null,null,null,"55 kW"]
[null,null,null,null,"75 kW"]
[null,null,null,null,"22 kW"]
[null,null,null,null,"30 kW"]
[null,null,null,null,"37 kW"]
[null,null,null,null,"45 kW"]
[null,null,null,null,"55 kW"]
[null,null,null,null,"75 kW"]
[null,null,null,null,"22 kW"]
[null,null,null,null,"30 kW"]
[null,null,null,null,"37 kW"]
[null,null,null,null,"45 kW"]
[null,null,null,null,"55 kW"]
[null,null,null,null,"75 kW"]
[null,null,null,null,"22 kW"]
[null,null,null,null,"30 kW"]
[null,null,null,null,"37 kW"]
[null,null,null,null,"45 kW"]
[null,null,null,null,"55 kW"]
[null,null,null,null,"75 kW"]
[null,null,null,null,"90 kW"]
[null,null,null,null,"22 kW"]
[null,null,null,null,"30 kW"]
[null,null,null,null,"37 kW"]
[null,null,null,null,"45 kW"]
[null,null,null,null,"55 kW"]
[null,null,null,null,"75 kW"]
[null,null,null,null,"90 kW"]
[null,null,null,null,"2,2/0,5 kW"]
[null,null,null,null,"3,1/0,8 kW"]
[null,null,null,null,"2,2/0,5 kW"]
[null,null,null,null,"3,1/0,8 kW"]
[null,null,null,null,"4,4/1,1 kW"]
[null,null,null,null,"3,1/0,8 kW"]
[null,null,null,null,"4,4/1,1 kW"]
[null,null,null,null,"6/1,5 kW"]
[null,null,null,null,"8/2 kW"]
[null,null,null,null,"12/3 kW"]
[null,null,null,null,"6/1,5 kW"]
[null,null,null,null,"8/2 kW"]
[null,null,null,null,"0,55/0,2 kW"]
[null,null,null,null,"0,55/0,2 kW"]
[null,null,null,null,"0,55/0,2 kW"]
[null,null,null,null,"0,75/0,25 kW"]
[null,null,null,null,"1,1/0,3 kW"]
[null,null,null,null,"0,55/0,2 kW"]
[null,null,null,null,"0,75/0,25 kW"]
[null,null,null,null,"1,1/0,3 kW"]
[null,null,null,null,"1,5/0,37 kW"]
[null,null,null,null,"0,55/0,2 kW"]
[null,null,null,null,"0,75/0,25 kW"]
[null,null,null,null,"1,1/0,3 kW"]
[null,null,null,null,"1,5/0,37 kW"]
[null,null,null,null,"2,2/0,7 kW"]
[null,null,null,null,"3/1 kW"]
[null,null,null,null,"0,75/0,25 kW"]
[null,null,null,null,"1,1/0,3 kW"]
[null,null,null,null,"1,5/0,37 kW"]
[null,null,null,null,"2,2/0,7 kW"]
[null,null,null,null,"3/1 kW"]
[null,null,null,null,"4,5/1,5 kW"]
[null,null,null,null,"6/2,2 kW"]
[null,null,null,null,"1,1/0,3 kW"]
[null,null,null,null,"1,5/0,37 kW"]
[null,null,null,null,"2,2/0,7 kW"]
[null,null,null,null,"3/1 kW"]
[null,null,null,null,"4,5/1,5 kW"]
[null,null,null,null,"6/2,2 kW"]
[null,null,null,null,"1,1/0,3 kW"]
[null,null,null,null,"1,5/0,37 kW"]
[null,null,null,null,"2,2/0,7 kW"]
[null,null,null,null,"3/1 kW"]
[null,null,null,null,"4,5/1,5 kW"]
[null,null,null,null,"6/2,2 kW"]
[null,null,null,null,"1,5/0,37 kW"]
[null,null,null,null,"2,2/0,7 kW"]
[null,null,null,null,"3/1 kW"]
[null,null,null,null,"4,5/1,5 kW"]
[null,null,null,null,"6/2,2 kW"]
[null,null,null,null,"2,2/0,7 kW"]
[null,null,null,null,"3/1 kW"]
[null,null,null,null,"4,5/1,5 kW"]
[null,null,null,null,"6/2,2 kW"]
[null,null,null,null,"10/3,3 kW"]
[null,null,null,null,"2,2/0,7 kW"]
[null,null,null,null,"3/1 kW"]
[null,null,null,null,"4,5/1,5 kW"]
[null,null,null,null,"6/2,2 kW"]
[null,null,null,null,"10/3,3 kW"]
[null,null,null,null,"14/4,5 kW"]
[null,null,null,null,"2,2/0,7 kW"]
[null,null,null,null,"3/1 kW"]
[null,null,null,null,"4,5/1,5 kW"]
[null,null,null,null,"6/2,2 kW"]
[null,null,null,null,"10/3,3 kW"]
[null,null,null,null,"14/4,5 kW"]
[null,null,null,null,"16/6,5 kW"]
[null,null,null,null,"4,5/1,5 kW"]
[null,null,null,null,"6/2,2 kW"]
[null,null,null,null,"10/3,3 kW"]
[null,null,null,null,"14/4,5 kW"]
[null,null,null,null,"2,2/0,7 kW"]
[null,null,null,null,"3/1 kW"]
[null,null,null,null,"4,5/1,5 kW"]
[null,null,null,null,"6/2,2 kW"]
[null,null,null,null,"10/3,3 kW"]
[null,null,null,null,"14/4,5 kW"]
[null,null,null,null,"16/6,5 kW"]
[null,null,null,null,"20/8,5 kW"]
[null,null,null,null,"4,5/1,5 kW"]
[null,null,null,null,"6/2,2 kW"]
[null,null,null,null,"10/3,3 kW"]
[null,null,null,null,"14/4,5 kW"]
[null,null,null,null,"16/6,5 kW"]
[null,null,null,null,"20/8,5 kW"]
[null,null,null,null,"6/2,2 kW"]
[null,null,null,null,"10/3,3 kW"]
[null,null,null,null,"14/4,5 kW"]
[null,null,null,null,"16/6,5 kW"]
[null,null,null,null,"20/8,5 kW"]
[null,null,null,null,"4,5/1,5 kW"]
[null,null,null,null,"6/2,2 kW"]
[null,null,null,null,"10/3,3 kW"]
[null,null,null,null,"14/4,5 kW"]
[null,null,null,null,"16/6,5 kW"]
[null,null,null,null,"20/8,5 kW"]
[null,null,null,null,"26/9 kW"]
[null,null,null,null,"34/12 kW"]
[null,null,null,null,"6/2,2 kW"]
[null,null,null,null,"10/3,3 kW"]
[null,null,null,null,"14/4,5 kW"]
[null,null,null,null,"16/6,5 kW"]
[null,null,null,null,"20/8,5 kW"]
[null,null,null,null,"26/9 kW"]
[null,null,null,null,"34/12 kW"]
[null,null,null,null,"40/14 kW"]
[null,null,null,null,"10/3,3 kW"]
[null,null,null,null,"14/4,5 kW"]
[null,null,null,null,"16/6,5 kW"]
[null,null,null,null,"20/8,5 kW"]
[null,null,null,null,"26/9 kW"]
[null,null,null,null,"34/12 kW"]
[null,null,null,null,"6/2,2 kW"]
[null,null,null,null,"10/3,3 kW"]
[null,null,null,null,"14/4,5 kW"]
[null,null,null,null,"16/6,5 kW"]
[null,null,null,null,"20/8,5 kW"]
[null,null,null,null,"26/9 kW"]
[null,null,null,null,"34/12 kW"]
[null,null,null,null,"40/14 kW"]
[null,null,null,null,"14/4,5 kW"]
[null,null,null,null,"16/6,5 kW"]
[null,null,null,null,"20/8,5 kW"]
[null,null,null,null,"26/9 kW"]
[null,null,null,null,"34/12 kW"]
[null,null,null,null,"40/14 kW"]
[null,null,null,null,"20/8,5 kW"]
[null,null,null,null,"26/9 kW"]
[null,null,null,null,"34/12 kW"]
[null,null,null,null,"40/14 kW"]
[null,null,null,null,"14/4,5 kW"]
[null,null,null,null,"16/6,5 kW"]
[null,null,null,null,"20/8,5 kW"]
[null,null,null,null,"26/9 kW"]
[null,null,null,null,"34/12 kW"]
[null,null,null,null,"40/14 kW"]
[null,null,null,null,"50/18 kW"]
[null,null,null,null,"70/25 kW"]
[null,null,null,null,"115/40 kW"]
[null,null,null,null,"26/9 kW"]
[null,null,null,null,"34/12 kW"]
[null,null,null,null,"40/14 kW"]
[null,null,null,null,"50/18 kW"]
[null,null,null,null,"70/25 kW"]
[null,null,null,null,"80/28 kW"]
[null,null,null,null,"95/34 kW"]
[null,null,null,null,"115/40 kW"]
[null,null,null,null,"125/45 kW"]
[null,null,null,null,"145/55 kW"]
[null,null,null,null,"40/14 kW"]
[null,null,null,null,"50/18 kW"]
[null,null,null,null,"70/25 kW"]
[null,null,null,null,"80/28 kW"]
[null,null,null,null,"95/34 kW"]
[null,null,null,null,"115/40 kW"]
[null,null,null,null,"125/45 kW"]
[null,null,null,null,"145/55 kW"]
[null,null,null,null,"50/18 kW"]
[null,null,null,null,"70/25 kW"]
[null,null,null,null,"80/28 kW"]
[null,null,null,null,"95/34 kW"]
[null,null,null,null,"115/40 kW"]
[null,null,null,null,"34/12 kW"]
[null,null,null,null,"40/14 kW"]
[null,null,null,null,"50/18 kW"]
[null,null,null,null,"70/25 kW"]
[null,null,null,null,"80/28 kW"]
[null,null,null,null,"95/34 kW"]
[null,null,null,null,"115/40 kW"]
[null,null,null,null,"125/45 kW"]
[null,null,null,null,"145/55 kW"]
[null,null,null,null,"50/18 kW"]
[null,null,null,null,"70/25 kW"]
[null,null,null,null,"80/28 kW"]
[null,null,null,null,"95/34 kW"]
[null,null,null,null,"115/40 kW"]
[null,null,null,null,"125/45 kW"]
[null,null,null,null,"145/55 kW"]
[null,null,null,null,"70/25 kW"]
[null,null,null,null,"80/28 kW"]
[null,null,null,null,"95/34 kW"]
[null,null,null,null,"115/40 kW"]
[null,null,null,null,"125/45 kW"]
[null,null,null,null,"145/55 kW"]
[null,null,null,null,"70/25 kW"]
[null,null,null,null,"80/28 kW"]
[null,null,null,null,"95/34 kW"]
[null,null,null,null,"0,55/0,09 kW"]
[null,null,null,null,"0,55/0,09 kW"]
[null,null,null,null,"0,55/0,09 kW"]
[null,null,null,null,"0,75/0,12 kW"]
[null,null,null,null,"1,1/0,18 kW"]
[null,null,null,null,"0,55/0,09 kW"]
[null,null,null,null,"0,75/0,12 kW"]
[null,null,null,null,"1,1/0,18 kW"]
[null,null,null,null,"1,5/0,25 kW"]
[null,null,null,null,"2,2/0,37 kW"]
[null,null,null,null,"0,55/0,09 kW"]
[null,null,null,null,"0,75/0,12 kW"]
[null,null,null,null,"1,1/0,18 kW"]
[null,null,null,null,"1,5/0,25 kW"]
[null,null,null,null,"2,2/0,37 kW"]
[null,null,null,null,"3/0,55 kW"]
[null,null,null,null,"0,75/0,12 kW"]
[null,null,null,null,"1,1/0,18 kW"]
[null,null,null,null,"1,5/0,25 kW"]
[null,null,null,null,"2,2/0,37 kW"]
[null,null,null,null,"3/0,55 kW"]
[null,null,null,null,"4/0,75 kW"]
[null,null,null,null,"5,5/1,1 kW"]
[null,null,null,null,"1,1/0,18 kW"]
[null,null,null,null,"1,5/0,25 kW"]
[null,null,null,null,"2,2/0,37 kW"]
[null,null,null,null,"3/0,55 kW"]
[null,null,null,null,"4/0,75 kW"]
[null,null,null,null,"5,5/1,1 kW"]
[null,null,null,null,"1,1/0,18 kW"]
[null,null,null,null,"1,5/0,25 kW"]
[null,null,null,null,"2,2/0,37 kW"]
[null,null,null,null,"3/0,55 kW"]
[null,null,null,null,"4/0,75 kW"]
[null,null,null,null,"5,5/1,1 kW"]
[null,null,null,null,"1,5/0,25 kW"]
[null,null,null,null,"2,2/0,37 kW"]
[null,null,null,null,"3/0,55 kW"]
[null,null,null,null,"4/0,75 kW"]
[null,null,null,null,"5,5/1,1 kW"]
[null,null,null,null,"7,5/1,5 kW"]
[null,null,null,null,"2,2/0,37 kW"]
[null,null,null,null,"3/0,55 kW"]
[null,null,null,null,"4/0,75 kW"]
[null,null,null,null,"5,5/1,1 kW"]
[null,null,null,null,"7,5/1,5 kW"]
[null,null,null,null,"2,2/0,37 kW"]
[null,null,null,null,"3/0,55 kW"]
[null,null,null,null,"4/0,75 kW"]
[null,null,null,null,"5,5/1,1 kW"]
[null,null,null,null,"7,5/1,5 kW"]
[null,null,null,null,"11/3 kW"]
[null,null,null,null,"2,2/0,37 kW"]
[null,null,null,null,"3/0,55 kW"]
[null,null,null,null,"4/0,75 kW"]
[null,null,null,null,"5,5/1,1 kW"]
[null,null,null,null,"7,5/1,5 kW"]
[null,null,null,null,"11/3 kW"]
[null,null,null,null,"14/3,5 kW"]
[null,null,null,null,"17/4,3 kW"]
[null,null,null,null,"4/0,75 kW"]
[null,null,null,null,"5,5/1,1 kW"]
[null,null,null,null,"7,5/1,5 kW"]
[null,null,null,null,"11/3 kW"]
[null,null,null,null,"2,2/0,37 kW"]
[null,null,null,null,"3/0,55 kW"]
[null,null,null,null,"4/0,75 kW"]
[null,null,null,null,"5,5/1,1 kW"]
[null,null,null,null,"7,5/1,5 kW"]
[null,null,null,null,"11/3 kW"]
[null,null,null,null,"14/3,5 kW"]
[null,null,null,null,"17/4,3 kW"]
[null,null,null,null,"20/5 kW"]
[null,null,null,null,"4/0,75 kW"]
[null,null,null,null,"5,5/1,1 kW"]
[null,null,null,null,"7,5/1,5 kW"]
[null,null,null,null,"11/3 kW"]
[null,null,null,null,"14/3,5 kW"]
[null,null,null,null,"17/4,3 kW"]
[null,null,null,null,"20/5 kW"]
[null,null,null,null,"5,5/1,1 kW"]
[null,null,null,null,"7,5/1,5 kW"]
[null,null,null,null,"11/3 kW"]
[null,null,null,null,"14/3,5 kW"]
[null,null,null,null,"17/4,3 kW"]
[null,null,null,null,"4/0,75 kW"]
[null,null,null,null,"5,5/1,1 kW"]
[null,null,null,null,"7,5/1,5 kW"]
[null,null,null,null,"11/3 kW"]
[null,null,null,null,"14/3,5 kW"]
[null,null,null,null,"17/4,3 kW"]
[null,null,null,null,"20/5 kW"]
[null,null,null,null,"28/6,5 kW"]
[null,null,null,null,"30/8 kW"]
[null,null,null,null,"7,5/1,5 kW"]
[null,null,null,null,"11/3 kW"]
[null,null,null,null,"14/3,5 kW"]
[null,null,null,null,"17/4,3 kW"]
[null,null,null,null,"20/5 kW"]
[null,null,null,null,"28/6,5 kW"]
[null,null,null,null,"37/9,2 kW"]
[null,null,null,null,"44/11 kW"]
[null,null,null,null,"11/3 kW"]
[null,null,null,null,"14/3,5 kW"]
[null,null,null,null,"17/4,3 kW"]
[null,null,null,null,"20/5 kW"]
[null,null,null,null,"28/6,5 kW"]
[null,null,null,null,"30/8 kW"]
[null,null,null,null,"5,5/1,1 kW"]
[null,null,null,null,"7,5/1,5 kW"]
[null,null,null,null,"11/3 kW"]
[null,null,null,null,"14/3,5 kW"]
[null,null,null,null,"17/4,3 kW"]
[null,null,null,null,"20/5 kW"]
[null,null,null,null,"28/6,5 kW"]
[null,null,null,null,"30/8 kW"]
[null,null,null,null,"37/9,2 kW"]
[null,null,null,null,"44/11 kW"]
[null,null,null,null,"14/3,5 kW"]
[null,null,null,null,"17/4,3 kW"]
[null,null,null,null,"20/5 kW"]
[null,null,null,null,"28/6,5 kW"]
[null,null,null,null,"30/8 kW"]
[null,null,null,null,"37/9,2 kW"]
[null,null,null,null,"44/11 kW"]
[null,null,null,null,"17/4,3 kW"]
[null,null,null,null,"20/5 kW"]
[null,null,null,null,"28/6,5 kW"]
[null,null,null,null,"30/8 kW"]
[null,null,null,null,"37/9,2 kW"]
[null,null,null,null,"44/11 kW"]
[null,null,null,null,"14/3,5 kW"]
[null,null,null,null,"17/4,3 kW"]
[null,null,null,null,"20/5 kW"]
[null,null,null,null,"28/6,5 kW"]
[null,null,null,null,"37/9,2 kW"]
[null,null,null,null,"44/11 kW"]
[null,null,null,null,"55/14,7 kW"]
[null,null,null,null,"110/27 kW"]
[null,null,null,null,"130/33 kW"]
[null,null,null,null,"28/6,5 kW"]
[null,null,null,null,"30/8 kW"]
[null,null,null,null,"37/9,2 kW"]
[null,null,null,null,"44/11 kW"]
[null,null,null,null,"55/14,7 kW"]
[null,null,null,null,"68/17 kW"]
[null,null,null,null,"80/20 kW"]
[null,null,null,null,"110/27 kW"]
[null,null,null,null,"130/33 kW"]
[null,null,null,null,"160/40 kW"]
[null,null,null,null,"44/11 kW"]
[null,null,null,null,"55/14,7 kW"]
[null,null,null,null,"68/17 kW"]
[null,null,null,null,"80/20 kW"]
[null,null,null,null,"110/27 kW"]
[null,null,null,null,"130/33 kW"]
[null,null,null,null,"160/40 kW"]
[null,null,null,null,"55/14,7 kW"]
[null,null,null,null,"68/17 kW"]
[null,null,null,null,"80/20 kW"]
[null,null,null,null,"110/27 kW"]
[null,null,null,null,"30/8 kW"]
[null,null,null,null,"37/9,2 kW"]
[null,null,null,null,"44/11 kW"]
[null,null,null,null,"55/14,7 kW"]
[null,null,null,null,"68/17 kW"]
[null,null,null,null,"80/20 kW"]
[null,null,null,null,"110/27 kW"]
[null,null,null,null,"130/33 kW"]
[null,null,null,null,"160/40 kW"]
[null,null,null,null,"55/14,7 kW"]
[null,null,null,null,"68/17 kW"]
[null,null,null,null,"80/20 kW"]
[null,null,null,null,"110/27 kW"]
[null,null,null,null,"130/33 kW"]
[null,null,null,null,"160/40 kW"]
[null,null,null,null,"68/17 kW"]
[null,null,null,null,"80/20 kW"]
[null,null,null,null,"110/27 kW"]
[null,null,null,null,"130/33 kW"]
[null,null,null,null,"160/40 kW"]
[null,null,null,null,"68/17 kW"]
[null,null,null,null,"80/20 kW"]
[null,null,null,null,"0,55/0,09 kW"]
[null,null,null,null,"0,55/0,09 kW"]
[null,null,null,null,"0,75/0,12 kW"]
[null,null,null,null,"0,55/0,09 kW"]
[null,null,null,null,"0,75/0,12 kW"]
[null,null,null,null,"1,1/0,18 kW"]
[null,null,null,null,"0,55/0,09 kW"]
[null,null,null,null,"0,75/0,12 kW"]
[null,null,null,null,"1,1/0,18 kW"]
[null,null,null,null,"0,55/0,09 kW"]
[null,null,null,null,"0,75/0,12 kW"]
[null,null,null,null,"1,1/0,18 kW"]
[null,null,null,null,"1,5/0,25 kW"]
[null,null,null,null,"0,55/0,09 kW"]
[null,null,null,null,"0,75/0,12 kW"]
[null,null,null,null,"1,1/0,18 kW"]
[null,null,null,null,"1,5/0,25 kW"]
[null,null,null,null,"2,2/0,37 kW"]
[null,null,null,null,"0,75/0,12 kW"]
[null,null,null,null,"1,1/0,18 kW"]
[null,null,null,null,"1,5/0,25 kW"]
[null,null,null,null,"2,2/0,37 kW"]
[null,null,null,null,"3/0,55 kW"]
[null,null,null,null,"1,1/0,18 kW"]
[null,null,null,null,"1,5/0,25 kW"]
[null,null,null,null,"1,1/0,18 kW"]
[null,null,null,null,"1,5/0,25 kW"]
[null,null,null,null,"2,2/0,37 kW"]
[null,null,null,null,"3/0,55 kW"]
[null,null,null,null,"1,1/0,18 kW"]
[null,null,null,null,"1,5/0,25 kW"]
[null,null,null,null,"2,2/0,37 kW"]
[null,null,null,null,"3/0,55 kW"]
[null,null,null,null,"1,1/0,18 kW"]
[null,null,null,null,"1,5/0,25 kW"]
[null,null,null,null,"2,2/0,37 kW"]
[null,null,null,null,"3/0,55 kW"]
[null,null,null,null,"4/0,65 kW"]
[null,null,null,null,"1,1/0,18 kW"]
[null,null,null,null,"1,5/0,25 kW"]
[null,null,null,null,"2,2/0,37 kW"]
[null,null,null,null,"3/0,55 kW"]
[null,null,null,null,"4/0,65 kW"]
[null,null,null,null,"6/1,2 kW"]
[null,null,null,null,"1,5/0,25 kW"]
[null,null,null,null,"2,2/0,37 kW"]
[null,null,null,null,"3/0,55 kW"]
[null,null,null,null,"4/0,65 kW"]
[null,null,null,null,"6/1,2 kW"]
[null,null,null,null,"7,5/1,5 kW"]
[null,null,null,null,"1,5/0,25 kW"]
[null,null,null,null,"12/2,4 kW"]
[null,null,null,null,"2,2/0,37 kW"]
[null,null,null,null,"3/0,55 kW"]
[null,null,null,null,"4/0,65 kW"]
[null,null,null,null,"6/1,2 kW"]
[null,null,null,null,"7,5/1,5 kW"]
[null,null,null,null,"12/2,4 kW"]
[null,null,null,null,"17/4,3 kW"]
[null,null,null,null,"3/0,55 kW"]
[null,null,null,null,"4/0,65 kW"]
[null,null,null,null,"6/1,2 kW"]
[null,null,null,null,"7,5/1,5 kW"]
[null,null,null,null,"12/2,4 kW"]
[null,null,null,null,"17/4,3 kW"]
[null,null,null,null,"20/5 kW"]
[null,null,null,null,"28/6,5 kW"]
[null,null,null,null,"4/0,65 kW"]
[null,null,null,null,"6/1,2 kW"]
[null,null,null,null,"7,5/1,5 kW"]
[null,null,null,null,"12/2,4 kW"]
[null,null,null,null,"17/4,3 kW"]
[null,null,null,null,"6/1,2 kW"]
[null,null,null,null,"7,5/1,5 kW"]
[null,null,null,null,"12/2,4 kW"]
[null,null,null,null,"17/4,3 kW"]
[null,null,null,null,"20/5 kW"]
[null,null,null,null,"28/6,5 kW"]
[null,null,null,null,"35/8 kW"]
[null,null,null,null,"12/2,4 kW"]
[null,null,null,null,"17/4,3 kW"]
[null,null,null,null,"20/5 kW"]
[null,null,null,null,"28/6,5 kW"]
[null,null,null,null,"35/8 kW"]
[null,null,null,null,"44/11 kW"]
[null,null,null,null,"17/4,3 kW"]
[null,null,null,null,"20/5 kW"]
[null,null,null,null,"28/6,5 kW"]
[null,null,null,null,"35/8 kW"]
[null,null,null,null,"44/11 kW"]
[null,null,null,null,"12/2,4 kW"]
[null,null,null,null,"17/4,3 kW"]
[null,null,null,null,"20/5 kW"]
[null,null,null,null,"28/6,5 kW"]
[null,null,null,null,"35/8 kW"]
[null,null,null,null,"17/4,3 kW"]
[null,null,null,null,"20/5 kW"]
[null,null,null,null,"28/6,5 kW"]
[null,null,null,null,"35/8 kW"]
[null,null,null,null,"37/9,2 kW"]
[null,null,null,null,"44/11 kW"]
[null,null,null,null,"55/14,7 kW"]
[null,null,null,null,"68/17 kW"]
[null,null,null,null,"20/5 kW"]
[null,null,null,null,"28/6,5 kW"]
[null,null,null,null,"35/8 kW"]
[null,null,null,null,"37/9,2 kW"]
[null,null,null,null,"44/11 kW"]
[null,null,null,null,"55/14,7 kW"]
[null,null,null,null,"68/17 kW"]
[null,null,null,null,"80/20 kW"]
[null,null,null,null,"28/6,5 kW"]
[null,null,null,null,"35/8 kW"]
[null,null,null,null,"37/9,2 kW"]
[null,null,null,null,"44/11 kW"]
[null,null,null,null,"55/14,7 kW"]
[null,null,null,null,"68/17 kW"]

{"sheet":"LLISTADEPREUS","index":3,"n_rows":8489,"n_cols":27,"rows_kept":2250,"cut":true,"hidden":true,"merged":[],"bounds":{"rows_first":1000,"rows_last":250,"rows_between":1000,"halvings":1}}
["PRESS CTRL+D= TO UNSET FILTERS"]
[]
[null,"Series","CTRL+D= UNSET FILTERS","Certificado","CodBuscador","Poles","Diamter-N.Blades","N.Blades","categoria","Fan Description","Motor Power","CodMotor","Price"]
[null,"CGT","CGT","ST","CGT_2_400_6_1,1 kW IE3",2,400,6,"IE3",null,"1,1 kW",6222,null,null,null,null,null,"/","/","/","/",514.56363636363631,"to be confirmed",1.1000000000000001,0.25,null,""]
[null,"CGT","CGT","ST","CGT_2_400_6_1,5 kW IE3",2,400,6,"IE3",null,"1,5 kW",5955,null,null,null,null,null,"/","/","/","/",532.74545454545444,"to be confirmed",1.5,0.35,null,""]
[null,"CGT","CGT","ST","CGT_2_400_6_2,2 kW IE3",2,400,6,"IE3",null,"2,2 kW",6234,null,null,null,null,null,"/","/","/","/",556.38181818181818,"to be confirmed",2.2000000000000002,0.6,null,""]
[null,"CGT","CGT","ST","CGT_2_400_6_1,1 kW STANDARD",2,400,6,"STANDARD",null,"1,1 kW",1686,null,null,null,null,null,"/","/","/","/",550.94545454545448,"to be confirmed",1.5,0.35,null,""]
[null,"CGT","CGT","ST","CGT_2_400_6_1,5 kW STANDARD",2,400,6,"STANDARD",null,"1,5 kW",1687,null,null,null,null,null,"/","/","/","/",574.58181818181811,"to be confirmed",2.2000000000000002,0.6,null,""]
[null,"CGT","CGT","ST","CGT_2_400_6_2,2 kW STANDARD",2,400,6,"STANDARD",null,"2,2 kW",1688,null,null,null,null,null,"/","/","/","/",612.76363636363624,"to be confirmed",3,0.8,null,""]
[null,"CGT","CGT","ST","CGT_2_450_6_2,2 kW IE3",2,450,6,"IE3",null,"2,2 kW",6234,null,null,null,null,null,"/","/","/","/",419.2,"to be confirmed",1.1000000000000001,0,null,""]
[null,"CGT","CGT","ST","CGT_2_450_6_3 kW IE3",2,450,6,"IE3",null,"3 kW",6206,null,null,null,null,null,"/","/","/","/",404.78181818181815,"3weeks",1.1000000000000001,0,null,""]
[null,"CGT","CGT","ST","CGT_2_450_6_2,2 kW STANDARD",2,450,6,"STANDARD",null,"2,2 kW",1688,null,null,null,null,null,"/","/","/","/",802.54545454545439,"5weeks",1.1000000000000001,0,null," PTC VERSION + 141,82 & DELIVERY TIME 7 WEEKS"]
[null,"CGT","CGT","ST","CGT_2_450_6_3 kW STANDARD",2,450,6,"STANDARD",null,"3 kW",1689,null,null,null,null,null,"/","/","/","/",742.63636363636351,"5weeks",1.1000000000000001,0,null," PTC VERSION + 141,82 & DELIVERY TIME 7 WEEKS"]
[null,"CGT","CGT","ST","CGT_4_400_6_0,25 kW STANDARD",4,400,6,"STANDARD",null,"0,25 kW",1716,null,null,null,null,null,"/","/","/","/",742.63636363636351,"5weeks",1.1000000000000001,0,null," PTC VERSION + 141,82 & DELIVERY TIME 7 WEEKS"]
[null,"CGT","CGT","ST","CGT_4_450_6_0,37 kW STANDARD",4,450,6,"STANDARD",null,"0,37 kW",1717,null,null,null,null,null,"/","/","/","/",541.18181818181813,"5weeks",1.1000000000000001,0,null,""]
[null,"CGT","CGT","ST","CGT_4_450_6_0,55 kW STANDARD",4,450,6,"STANDARD",null,"0,55 kW",1718,null,null,null,null,null,"/","/","/","/",793.47272727272718,"to be confirmed",1.1000000000000001,0,null,""]
[null,"CGT","CGT","ST","CGT_4_500_6_0,75 kW IE3",4,500,6,"IE3",null,"0,75 kW",5859,null,null,null,null,null,"/","/","/","/",427.70909090909083,"3weeks",1.5,0,null,""]
[null,"CGT","CGT","ST","CGT_4_500_6_0,55 kW STANDARD",4,500,6,"STANDARD",null,"0,55 kW",1718,null,null,null,null,null,"/","/","/","/",446.0181818181818,"to be confirmed",1.5,0,null,""]
[null,"CGT","CGT","ST","CGT_4_500_6_0,75 kW STANDARD",4,500,6,"STANDARD",null,"0,75 kW",1719,null,null,null,null,null,"/","/","/","/",840.83636363636356,"5weeks",1.5,0,null," PTC VERSION + 161,82 & DELIVERY TIME 7 WEEKS"]
[null,"CGT","CGT","ST","CGT_4_500_6_1,1 kW STANDARD",4,500,6,"STANDARD",null,"1,1 kW",1720,null,null,null,null,null,"/","/","/","/",774.25454545454545,"5weeks",1.5,0,null," PTC VERSION + 161,82 & DELIVERY TIME 7 WEEKS"]
[null,"CGT","CGT","ST","CGT_4_560_6_0,75 kW IE3",4,560,6,"IE3",null,"0,75 kW",5859,null,null,null,null,null,"/","/","/","/",774.25454545454545,"5weeks",1.5,0,null," PTC VERSION + 161,82 & DELIVERY TIME 7 WEEKS"]
[null,"CGT","CGT","ST","CGT_4_560_6_1,5 kW IE3",4,560,6,"IE3",null,"1,5 kW",6256,null,null,null,null,null,"/","/","/","/",622.0363636363636,"5weeks",1.5,0,null,""]
[null,"CGT","CGT","ST","CGT_4_560_6_2,2 kW IE3",4,560,6,"IE3",null,"2,2 kW",6268,null,null,null,null,null,"/","/","/","/",852.27272727272725,"to be confirmed",1.5,0,null,""]
[null,"CGT","CGT","ST","CGT_4_560_6_0,55 kW STANDARD",4,560,6,"STANDARD",null,"0,55 kW",1718,null,null,null,null,null,"/","/","/","/",476.16363636363633,"to be confirmed",2.2000000000000002,0,null,""]
[null,"CGT","CGT","ST","CGT_4_560_6_0,75 kW STANDARD",4,560,6,"STANDARD",null,"0,75 kW",1719,null,null,null,null,null,"/","/","/","/",453.47272727272724,"3weeks",2.2000000000000002,0,null,""]
[null,"CGT","CGT","ST","CGT_4_560_6_1,1 kW STANDARD",4,560,6,"STANDARD",null,"1,1 kW",1720,null,null,null,null,null,"/","/","/","/",903.23636363636354,"5weeks",2.2000000000000002,0,null," PTC VERSION + 161,82 & DELIVERY TIME 7 WEEKS"]
[null,"CGT","CGT","ST","CGT_4_560_6_1,5 kW STANDARD",4,560,6,"STANDARD",null,"1,5 kW",1721,null,null,null,null,null,"/","/","/","/",830.01818181818169,"5weeks",2.2000000000000002,0,null," PTC VERSION + 161,82 & DELIVERY TIME 7 WEEKS"]
[null,"CGT","CGT","ST","CGT_4_560_6_2,2 kW STANDARD",4,560,6,"STANDARD",null,"2,2 kW",1722,null,null,null,null,null,"/","/","/","/",830.01818181818169,"5weeks",2.2000000000000002,0,null," PTC VERSION + 161,82 & DELIVERY TIME 7 WEEKS"]
[null,"CGT","CGT","ST","CGT_4_630_6_0,75 kW IE3",4,630,6,"IE3",null,"0,75 kW",5859,null,null,null,null,null,"/","/","/","/",930.92727272727268,"to be confirmed",2.2000000000000002,0,null,""]
[null,"CGT","CGT","ST","CGT_4_630_6_1,5 kW IE3",4,630,6,"IE3",null,"1,5 kW",6256,null,null,null,null,null,"/","/","/","/",859.03636363636349,"5weeks",1.5,0,null," PTC VERSION + 161,82 & DELIVERY TIME 7 WEEKS"]
[null,"CGT","CGT","ST","CGT_4_630_6_2,2 kW IE3",4,630,6,"IE3",null,"2,2 kW",6268,null,null,null,null,null,"/","/","/","/",792.45454545454538,"5weeks",1.5,0,null," PTC VERSION + 161,82 & DELIVERY TIME 7 WEEKS"]
[null,"CGT","CGT","ST","CGT_4_630_6_3 kW IE3",4,630,6,"IE3",null,"3 kW",6213,null,null,null,null,null,"/","/","/","/",792.45454545454538,"5weeks",1.5,0,null," PTC VERSION + 161,82 & DELIVERY TIME 7 WEEKS"]
[null,"CGT","CGT","ST","CGT_4_630_6_0,75 kW STANDARD",4,630,6,"STANDARD",null,"0,75 kW",1719,null,null,null,null,null,"/","/","/","/",870.47272727272718,"to be confirmed",1.5,0,null,""]
[null,"CGT","CGT","ST","CGT_4_630_6_1,1 kW STANDARD",4,630,6,"STANDARD",null,"1,1 kW",1720,null,null,null,null,null,"/","/","/","/",471.67272727272729,"3weeks",2.2000000000000002,0,null,""]
[null,"CGT","CGT","ST","CGT_4_630_6_1,5 kW STANDARD",4,630,6,"STANDARD",null,"1,5 kW",1721,null,null,null,null,null,"/","/","/","/",494.36363636363626,"to be confirmed",2.2000000000000002,0,null,""]
[null,"CGT","CGT","ST","CGT_4_630_6_2,2 kW STANDARD",4,630,6,"STANDARD",null,"2,2 kW",1722,null,null,null,null,null,"/","/","/","/",921.43636363636347,"5weeks",2.2000000000000002,0,null," PTC VERSION + 161,82 & DELIVERY TIME 7 WEEKS"]
[null,"CGT","CGT","ST","CGT_4_630_6_3 kW STANDARD",4,630,6,"STANDARD",null,"3 kW",1723,null,null,null,null,null,"/","/","/","/",848.21818181818173,"5weeks",2.2000000000000002,0,null," PTC VERSION + 161,82 & DELIVERY TIME 7 WEEKS"]
[null,"CGT","CGT","ST","CGT_4_710_3_0,75 kW IE3",4,710,3,"IE3",null,"0,75 kW",5859,null,null,null,null,null,"/","/","/","/",848.21818181818173,"5weeks",2.2000000000000002,0,null," PTC VERSION + 161,82 & DELIVERY TIME 7 WEEKS"]
[null,"CGT","CGT","ST","CGT_4_710_3_1,5 kW IE3",4,710,3,"IE3",null,"1,5 kW",6256,null,null,null,null,null,"/","/","/","/",949.12727272727261,"to be confirmed",2.2000000000000002,0,null,""]
[null,"CGT","CGT","ST","CGT_4_710_3_2,2 kW IE3",4,710,3,"IE3",null,"2,2 kW",6268,null,null,null,null,null,"/","/","/","/",527.30909090909086,"to be confirmed",3,0,null,""]
[null,"CGT","CGT","ST","CGT_4_710_3_3 kW IE3",4,710,3,"IE3",null,"3 kW",6213,null,null,null,null,null,"/","/","/","/",502.65454545454537,"3weeks",3,0,null,""]
[null,"CGT","CGT","ST","CGT_4_710_3_0,75 kW STANDARD",4,710,3,"STANDARD",null,"0,75 kW",1719,null,null,null,null,null,"/","/","/","/",1062.090909090909,"5weeks",3,0,null," PTC VERSION + 161,82 & DELIVERY TIME 7 WEEKS"]
[null,"CGT","CGT","ST","CGT_4_710_3_1,1 kW STANDARD",4,710,3,"STANDARD",null,"1,1 kW",1720,null,null,null,null,null,"/","/","/","/",969.70909090909083,"5weeks",3,0,null," PTC VERSION + 161,82 & DELIVERY TIME 7 WEEKS"]
[null,"CGT","CGT","ST","CGT_4_710_3_1,5 kW STANDARD",4,710,3,"STANDARD",null,"1,5 kW",1721,null,null,null,null,null,"/","/","/","/",969.70909090909083,"5weeks",3,0,null," PTC VERSION + 161,82 & DELIVERY TIME 7 WEEKS"]
[null,"CGT","CGT","ST","CGT_4_710_3_2,2 kW STANDARD",4,710,3,"STANDARD",null,"2,2 kW",1722,null,null,null,null,null,"/","/","/","/",735.78181818181804,"5weeks",3,0,null,""]
[null,"CGT","CGT","ST","CGT_4_710_3_3 kW STANDARD",4,710,3,"STANDARD",null,"3 kW",1723,null,null,null,null,null,"/","/","/","/",1030.0727272727272,"to be confirmed",3,0,null,""]
[null,"CGT","CGT","ST","CGT_4_710_6_1,5 kW IE3",4,710,6,"IE3",null,"1,5 kW",6256,null,null,null,null,null,"/","/","/","/",2286.5345454545454,"to be confirmed",10.5,3.5,null,""]
[null,"CGT","CGT","ST","CGT_4_710_6_2,2 kW IE3",4,710,6,"IE3",null,"2,2 kW",6268,null,null,null,null,null,"/","/","/","/",1905.7636363636364,"to be confirmed",14,4.5,null,""]
[null,"CGT","CGT","ST","CGT_4_710_6_3 kW IE3",4,710,6,"IE3",null,"3 kW",6213,null,null,null,null,null,"/","/","/","/",1282.2363636363636,"to be confirmed",2.5,0.8,null,""]
[null,"CGT","CGT","ST","CGT_4_710_6_4 kW IE3",4,710,6,"IE3",null,"4 kW",5913,null,null,null,null,null,"/","/","/","/",1327.2709090909091,"to be confirmed",3,1,null,""]
[null,"CGT","CGT","ST","CGT_4_710_6_1,1 kW STANDARD",4,710,6,"STANDARD",null,"1,1 kW",1720,null,null,null,null,null,"/","/","/","/",1429.5923636363634,"to be confirmed",4.5,1.5,null,""]
[null,"CGT","CGT","ST","CGT_4_710_6_1,5 kW STANDARD",4,710,6,"STANDARD",null,"1,5 kW",1721,null,null,null,null,null,"/","/","/","/",1593.1636363636362,"to be confirmed",6,2,null,""]
[null,"CGT","CGT","ST","CGT_4_710_6_2,2 kW STANDARD",4,710,6,"STANDARD",null,"2,2 kW",1722,null,null,null,null,null,"/","/","/","/",2335.6254545454544,"to be confirmed",10.5,3.5,null,""]
[null,"CGT","CGT","ST","CGT_4_710_6_3 kW STANDARD",4,710,6,"STANDARD",null,"3 kW",1723,null,null,null,null,null,"/","/","/","/",1954.8545454545454,"to be confirmed",14,4.5,null,""]
[null,"CGT","CGT","ST","CGT_4_710_6_4 kW STANDARD",4,710,6,"STANDARD",null,"4 kW",1724,null,null,null,null,null,"/","/","/","/",2645.5992727272724,"to be confirmed",16,5,null,""]
[null,"CGT","CGT","ST","CGT_4_800_3_1,5 kW IE3",4,800,3,"IE3",null,"1,5 kW",6256,null,null,null,null,null,"/","/","/","/",2903.66,"to be confirmed",20,6.5,null,""]
[null,"CGT","CGT","ST","CGT_4_800_3_2,2 kW IE3",4,800,3,"IE3",null,"2,2 kW",6268,null,null,null,null,null,"/","/","/","/",2294.7454545454543,"to be confirmed",20,8.5,null,""]
[null,"CGT","CGT","ST","CGT_4_800_3_3 kW IE3",4,800,3,"IE3",null,"3 kW",6213,null,null,null,null,null,"/","/","/","/",1478.6832727272727,"to be confirmed",4.5,1.5,null,""]
[null,"CGT","CGT","ST","CGT_4_800_3_4 kW IE3",4,800,3,"IE3",null,"4 kW",5913,null,null,null,null,null,"/","/","/","/",1642.2545454545455,"to be confirmed",6,2,null,""]
[null,"CGT","CGT","ST","CGT_4_800_3_5,5 kW IE3",4,800,3,"IE3",null,"5,5 kW",6291,null,null,null,null,null,"/","/","/","/",2381.08,"to be confirmed",10.5,3.5,null,""]
[null,"CGT","CGT","ST","CGT_4_800_3_1,1 kW STANDARD",4,800,3,"STANDARD",null,"1,1 kW",1720,null,null,null,null,null,"/","/","/","/",2000.3090909090909,"to be confirmed",14,4.5,null,""]
[null,"CGT","CGT","ST","CGT_4_800_3_1,5 kW STANDARD",4,800,3,"STANDARD",null,"1,5 kW",1721,null,null,null,null,null,"/","/","/","/",2691.0538181818179,"to be confirmed",16,5,null,""]
[null,"CGT","CGT","ST","CGT_4_800_3_2,2 kW STANDARD",4,800,3,"STANDARD",null,"2,2 kW",1722,null,null,null,null,null,"/","/","/","/",2949.1145454545454,"to be confirmed",20,6.5,null,""]
[null,"CGT","CGT","ST","CGT_4_800_3_3 kW STANDARD",4,800,3,"STANDARD",null,"3 kW",1723,null,null,null,null,null,"/","/","/","/",2340.1999999999998,"to be confirmed",20,8.5,null,""]
[null,"CGT","CGT","ST","CGT_4_800_3_4 kW STANDARD",4,800,3,"STANDARD",null,"4 kW",1724,null,null,null,null,null,"/","/","/","/",1687.7090909090907,"to be confirmed",6,2,null,""]
[null,"CGT","CGT","ST","CGT_4_800_3_5,5 kW STANDARD",4,800,3,"STANDARD",null,"5,5 kW",1725,null,null,null,null,null,"/","/","/","/",2762.8618181818183,"to be confirmed",10.5,3.5,null,""]
[null,"CGT","CGT","ST","CGT_4_800_6_1,5 kW IE3",4,800,6,"IE3",null,"1,5 kW",6256,null,null,null,null,null,"/","/","/","/",2382.090909090909,"to be confirmed",14,4.5,null,""]
[null,"CGT","CGT","ST","CGT_4_800_6_2,2 kW IE3",4,800,6,"IE3",null,"2,2 kW",6268,null,null,null,null,null,"/","/","/","/",3072.8356363636362,"to be confirmed",16,5,null,""]
[null,"CGT","CGT","ST","CGT_4_800_6_3 kW IE3",4,800,6,"IE3",null,"3 kW",6213,null,null,null,null,null,"/","/","/","/",3330.8963636363637,"to be confirmed",20,6.5,null,""]
[null,"CGT","CGT","ST","CGT_4_800_6_4 kW IE3",4,800,6,"IE3",null,"4 kW",5913,null,null,null,null,null,"/","/","/","/",2721.9818181818177,"to be confirmed",20,8.5,null,""]
[null,"CGT","CGT","ST","CGT_4_800_6_5,5 kW IE3",4,800,6,"IE3",null,"5,5 kW",6291,null,null,null,null,null,"/","/","/","/",3634.8545454545451,"to be confirmed",23,7.2,null,""]
[null,"CGT","CGT","ST","CGT_4_800_6_7,5 kW IE3",4,800,6,"IE3",null,"7,5 kW",6286,null,null,null,null,null,"/","/","/","/",3892.9119999999998,"to be confirmed",30,9,null,""]
[null,"CGT","CGT","ST","CGT_4_800_6_1,5 kW STANDARD",4,800,6,"STANDARD",null,"1,5 kW",1721,null,null,null,null,null,"/","/","/","/",2069.4909090909091,"to be confirmed",6,2,null,""]
[null,"CGT","CGT","ST","CGT_4_800_6_2,2 kW STANDARD",4,800,6,"STANDARD",null,"2,2 kW",1722,null,null,null,null,null,"/","/","/","/",2813.7709090909088,"to be confirmed",10.5,3.5,null,""]
[null,"CGT","CGT","ST","CGT_4_800_6_3 kW STANDARD",4,800,6,"STANDARD",null,"3 kW",1723,null,null,null,null,null,"/","/","/","/",2433,"to be confirmed",14,4.5,null,""]
[null,"CGT","CGT","ST","CGT_4_800_6_4 kW STANDARD",4,800,6,"STANDARD",null,"4 kW",1724,null,null,null,null,null,"/","/","/","/",3123.7447272727272,"to be confirmed",16,5,null,""]
[null,"CGT","CGT","ST","CGT_4_800_6_5,5 kW STANDARD",4,800,6,"STANDARD",null,"5,5 kW",1725,null,null,null,null,null,"/","/","/","/",3381.8054545454547,"to be confirmed",20,6.5,null,""]
[null,"CGT","CGT","ST","CGT_4_800_6_7,5 kW STANDARD",4,800,6,"STANDARD",null,"7,5 kW",1726,null,null,null,null,null,"/","/","/","/",2772.8909090909087,"to be confirmed",20,8.5,null,""]
[null,"CGT","CGT","ST","CGT_4_800_9_4 kW IE3",4,800,9,"IE3",null,"4 kW",5913,null,null,null,null,null,"/","/","/","/",3685.7636363636361,"to be confirmed",23,7.2,null,""]
[null,"CGT","CGT","ST","CGT_4_800_9_5,5 kW IE3",4,800,9,"IE3",null,"5,5 kW",6291,null,null,null,null,null,"/","/","/","/",3943.8210909090903,"to be confirmed",30,9,null,""]
[null,"CGT","CGT","ST","CGT_4_800_9_7,5 kW IE3",4,800,9,"IE3",null,"7,5 kW",6286,null,null,null,null,null,"/","/","/","/",4424.0727272727263,"to be confirmed",34,11,null,""]
[null,"CGT","CGT","ST","CGT_4_800_9_4 kW STANDARD",4,800,9,"STANDARD",null,"4 kW",1724,null,null,null,null,null,"/","/","/","/",5434.2534545454537,"to be confirmed",42,14,null,""]
[null,"CGT","CGT","ST","CGT_4_800_9_5,5 kW STANDARD",4,800,9,"STANDARD",null,"5,5 kW",1725,null,null,null,null,null,"/","/","/","/",2509.363636363636,"to be confirmed",14,4.5,null,""]
[null,"CGT","CGT","ST","CGT_4_800_9_7,5 kW STANDARD",4,800,9,"STANDARD",null,"7,5 kW",1726,null,null,null,null,null,"/","/","/","/",3200.1083636363633,"to be confirmed",16,5,null,""]
[null,"CGT","CGT","ST","CGT_4_900_3_2,2 kW IE3",4,900,3,"IE3",null,"2,2 kW",6268,null,null,null,null,null,"/","/","/","/",3458.1690909090908,"to be confirmed",20,6.5,null,""]
[null,"CGT","CGT","ST","CGT_4_900_3_3 kW IE3",4,900,3,"IE3",null,"3 kW",6213,null,null,null,null,null,"/","/","/","/",2849.2545454545452,"to be confirmed",20,8.5,null,""]
[null,"CGT","CGT","ST","CGT_4_900_3_4 kW IE3",4,900,3,"IE3",null,"4 kW",5913,null,null,null,null,null,"/","/","/","/",3762.1272727272726,"to be confirmed",23,7.2,null,""]
[null,"CGT","CGT","ST","CGT_4_900_3_5,5 kW IE3",4,900,3,"IE3",null,"5,5 kW",6291,null,null,null,null,null,"/","/","/","/",4020.1847272727268,"to be confirmed",30,9,null,""]
[null,"CGT","CGT","ST","CGT_4_900_3_7,5 kW IE3",4,900,3,"IE3",null,"7,5 kW",6286,null,null,null,null,null,"/","/","/","/",4500.4363636363632,"to be confirmed",34,11,null,""]
[null,"CGT","CGT","ST","CGT_4_900_3_2,2 kW STANDARD",4,900,3,"STANDARD",null,"2,2 kW",1722,null,null,null,null,null,"/","/","/","/",5510.6170909090906,"to be confirmed",42,14,null,""]
[null,"CGT","CGT","ST","CGT_4_900_3_3 kW STANDARD",4,900,3,"STANDARD",null,"3 kW",1723,null,null,null,null,null,"/","/","/","/",507.01636363636368,"to be confirmed",0.5,0.19,null,""]
[null,"CGT","CGT","ST","CGT_4_900_3_4 kW STANDARD",4,900,3,"STANDARD",null,"4 kW",1724,null,null,null,null,null,"/","/","/","/",522.07272727272721,"to be confirmed",0.66,0.25,null,""]
[null,"CGT","CGT","ST","CGT_4_900_3_5,5 kW STANDARD",4,900,3,"STANDARD",null,"5,5 kW",1725,null,null,null,null,null,"/","/","/","/",532.59672727272721,"to be confirmed",0.78,0.3,null,""]
[null,"CGT","CGT","ST","CGT_4_900_3_7,5 kW STANDARD",4,900,3,"STANDARD",null,"7,5 kW",1726,null,null,null,null,null,"/","/","/","/",560.43418181818174,"to be confirmed",1,0.3,null,""]
[null,"CGT","CGT","ST","CGT_4_900_6_11 kW IE3",4,900,6,"IE3",null,"11 kW",5835,null,null,null,null,null,"/","/","/","/",561.56181818181824,"to be confirmed",0.5,0.19,null,""]
[null,"CGT","CGT","ST","CGT_4_900_6_15 kW IE3",4,900,6,"IE3",null,"15 kW",6008,null,null,null,null,null,"/","/","/","/",576.61818181818171,"to be confirmed",0.66,0.25,null,""]
[null,"CGT","CGT","ST","CGT_4_900_6_4 kW IE3",4,900,6,"IE3",null,"4 kW",5913,null,null,null,null,null,"/","/","/","/",587.14218181818171,"to be confirmed",0.78,0.3,null,""]
[null,"CGT","CGT","ST","CGT_4_900_6_5,5 kW IE3",4,900,6,"IE3",null,"5,5 kW",6291,null,null,null,null,null,"/","/","/","/",663.8832727272727,"to be confirmed",1.5,0.45,null,""]
[null,"CGT","CGT","ST","CGT_4_900_6_7,5 kW IE3",4,900,6,"IE3",null,"7,5 kW",6286,null,null,null,null,null,"/","/","/","/",614.97963636363625,"to be confirmed",1,0.3,null,""]
[null,"CGT","CGT","ST","CGT_4_900_6_11 kW STANDARD",4,900,6,"STANDARD",null,"11 kW",1728,null,null,null,null,null,"/","/","/","/",742.23636363636365,"to be confirmed",2.5,0.8,null,""]
[null,"CGT","CGT","ST","CGT_4_900_6_15 kW STANDARD",4,900,6,"STANDARD",null,"15 kW",1729,null,null,null,null,null,"/","/","/","/",613,"to be confirmed",0.66,0.25,null,""]
[null,"CGT","CGT","ST","CGT_4_900_6_4 kW STANDARD",4,900,6,"STANDARD",null,"4 kW",1724,null,null,null,null,null,"/","/","/","/",623.52399999999989,"to be confirmed",0.78,0.3,null,""]
[null,"CGT","CGT","ST","CGT_4_900_6_5,5 kW STANDARD",4,900,6,"STANDARD",null,"5,5 kW",1725,null,null,null,null,null,"/","/","/","/",700.26509090909099,"to be confirmed",1.5,0.45,null,""]
[null,"CGT","CGT","ST","CGT_4_900_6_7,5 kW STANDARD",4,900,6,"STANDARD",null,"7,5 kW",1726,null,null,null,null,null,"/","/","/","/",651.36145454545454,"to be confirmed",1,0.3,null,""]
[null,"CGT","CGT","ST","CGT_4_900_9_11 kW IE3",4,900,9,"IE3",null,"11 kW",5835,null,null,null,null,null,"/","/","/","/",778.61818181818182,"to be confirmed",2.5,0.8,null,""]
[null,"CGT","CGT","ST","CGT_4_900_9_15 kW IE3",4,900,9,"IE3",null,"15 kW",6008,null,null,null,null,null,"/","/","/","/",623.85454545454536,"to be confirmed",0.66,0.25,null,""]
[null,"CGT","CGT","ST","CGT_4_900_9_5,5 kW IE3",4,900,9,"IE3",null,"5,5 kW",6291,null,null,null,null,null,"/","/","/","/",634.37854545454536,"to be confirmed",0.78,0.3,null,""]
[null,"CGT","CGT","ST","CGT_4_900_9_7,5 kW IE3",4,900,9,"IE3",null,"7,5 kW",6286,null,null,null,null,null,"/","/","/","/",711.11963636363635,"to be confirmed",1.5,0.45,null,""]
[null,"CGT","CGT","ST","CGT_4_900_9_11 kW STANDARD",4,900,9,"STANDARD",null,"11 kW",1728,null,null,null,null,null,"/","/","/","/",662.21599999999989,"to be confirmed",1,0.3,null,""]
[null,"CGT","CGT","ST","CGT_4_900_9_15 kW STANDARD",4,900,9,"STANDARD",null,"15 kW",1729,null,null,null,null,null,"/","/","/","/",789.47272727272718,"to be confirmed",2.5,0.8,null,""]
[null,"CGT","CGT","ST","CGT_4_900_9_5,5 kW STANDARD",4,900,9,"STANDARD",null,"5,5 kW",1725,null,null,null,null,null,"/","/","/","/",758.3923636363636,"to be confirmed",1.5,0.45,null,""]
[null,"CGT","CGT","ST","CGT_4_900_9_7,5 kW STANDARD",4,900,9,"STANDARD",null,"7,5 kW",1726,null,null,null,null,null,"/","/","/","/",709.48872727272715,"to be confirmed",1,0.3,null,""]
[null,"CGT","CGT","ST","CGT_4_1000_3_11 kW IE3",4,1000,3,"IE3",null,"11 kW",5835,null,null,null,null,null,"/","/","/","/",836.74545454545444,"to be confirmed",2.5,0.8,null,""]
[null,"CGT","CGT","ST","CGT_4_1000_3_3 kW IE3",4,1000,3,"IE3",null,"3 kW",6213,null,null,null,null,null,"/","/","/","/",881.78,"to be confirmed",3,1,null,""]
[null,"CGT","CGT","ST","CGT_4_1000_3_4 kW IE3",4,1000,3,"IE3",null,"4 kW",5913,null,null,null,null,null,"/","/","/","/",825.73781818181817,"to be confirmed",1.5,0.45,null,""]
[null,"CGT","CGT","ST","CGT_4_1000_3_5,5 kW IE3",4,1000,3,"IE3",null,"5,5 kW",6291,null,null,null,null,null,"/","/","/","/",776.83418181818172,"to be confirmed",1,0.3,null,""]
[null,"CGT","CGT","ST","CGT_4_1000_3_7,5 kW IE3",4,1000,3,"IE3",null,"7,5 kW",6286,null,null,null,null,null,"/","/","/","/",904.09090909090901,"to be confirmed",2.5,0.8,null,""]
[null,"CGT","CGT","ST","CGT_4_1000_3_11 kW STANDARD",4,1000,3,"STANDARD",null,"11 kW",1728,null,null,null,null,null,"/","/","/","/",949.12545454545443,"to be confirmed",3,1,null,""]
[null,"CGT","CGT","ST","CGT_4_1000_3_3 kW STANDARD",4,1000,3,"STANDARD",null,"3 kW",1723,null,null,null,null,null,"/","/","/","/",1051.446909090909,"to be confirmed",4.5,1.5,null,""]
[null,"CGT","CGT","ST","CGT_4_1000_3_4 kW STANDARD",4,1000,3,"STANDARD",null,"4 kW",1724,null,null,null,null,null,"/","/","/","/",873.01054545454554,"to be confirmed",1.5,0.45,null,""]
[null,"CGT","CGT","ST","CGT_4_1000_3_5,5 kW STANDARD",4,1000,3,"STANDARD",null,"5,5 kW",1725,null,null,null,null,null,"/","/","/","/",951.36363636363626,"to be confirmed",2.5,0.8,null,""]
[null,"CGT","CGT","ST","CGT_4_1000_3_7,5 kW STANDARD",4,1000,3,"STANDARD",null,"7,5 kW",1726,null,null,null,null,null,"/","/","/","/",996.3981818181818,"to be confirmed",3,1,null,""]
[null,"CGT","CGT","ST","CGT_4_1000_6_11 kW IE3",4,1000,6,"IE3",null,"11 kW",5835,null,null,null,null,null,"/","/","/","/",1098.7196363636363,"to be confirmed",4.5,1.5,null,""]
[null,"CGT","CGT","ST","CGT_4_1000_6_15 kW IE3",4,1000,6,"IE3",null,"15 kW",6008,null,null,null,null,null,"/","/","/","/",1262.2909090909091,"to be confirmed",6,2,null,""]
[null,"CGT","CGT","ST","CGT_4_1000_6_18,5 kW IE3",4,1000,6,"IE3",null,"18,5 kW",6106,null,null,null,null,null,"/","/","/","/",1155.0832727272725,"to be confirmed",4.5,1.5,null,""]
[null,"CGT","CGT","ST","CGT_4_1000_6_22 kW IE3",4,1000,6,"IE3",null,"22 kW",5777,null,null,null,null,null,"/","/","/","/",1318.6545454545453,"to be confirmed",6,2,null,""]
[null,"CGT","CGT","ST","CGT_4_1000_6_4 kW IE3",4,1000,6,"IE3",null,"4 kW",5913,null,null,null,null,null,"/","/","/","/",2159.2436363636361,"to be confirmed",10.5,3.5,null,""]
[null,"CGT","CGT","ST","CGT_4_1000_6_5,5 kW IE3",4,1000,6,"IE3",null,"5,5 kW",6291,null,null,null,null,null,"/","/","/","/",1154.9454545454546,"to be confirmed",2.5,0.8,null,""]
[null,"CGT","CGT","ST","CGT_4_1000_6_7,5 kW IE3",4,1000,6,"IE3",null,"7,5 kW",6286,null,null,null,null,null,"/","/","/","/",1199.98,"to be confirmed",3,1,null,""]
[null,"CGT","CGT","ST","CGT_4_1000_6_11 kW STANDARD",4,1000,6,"STANDARD",null,"11 kW",1728,null,null,null,null,null,"/","/","/","/",1302.3014545454544,"to be confirmed",4.5,1.5,null,""]
[null,"CGT","CGT","ST","CGT_4_1000_6_15 kW STANDARD",4,1000,6,"STANDARD",null,"15 kW",1729,null,null,null,null,null,"/","/","/","/",1465.8727272727272,"to be confirmed",6,2,null,""]
[null,"CGT","CGT","ST","CGT_4_1000_6_18,5 kW STANDARD",4,1000,6,"STANDARD",null,"18,5 kW",1730,null,null,null,null,null,"/","/","/","/",2206.5163636363636,"to be confirmed",10.5,3.5,null,""]
[null,"CGT","CGT","ST","CGT_4_1000_6_22 kW STANDARD",4,1000,6,"STANDARD",null,"22 kW",1731,null,null,null,null,null,"/","/","/","/",1825.7454545454543,"to be confirmed",14,4.5,null,""]
[null,"CGT","CGT","ST","CGT_4_1000_6_4 kW STANDARD",4,1000,6,"STANDARD",null,"4 kW",1724,null,null,null,null,null,"/","/","/","/",1247.2527272727273,"to be confirmed",3,1,null,""]
[null,"CGT","CGT","ST","CGT_4_1000_6_5,5 kW STANDARD",4,1000,6,"STANDARD",null,"5,5 kW",1725,null,null,null,null,null,"/","/","/","/",1349.5741818181818,"to be confirmed",4.5,1.5,null,""]
[null,"CGT","CGT","ST","CGT_4_1000_6_7,5 kW STANDARD",4,1000,6,"STANDARD",null,"7,5 kW",1726,null,null,null,null,null,"/","/","/","/",1513.1454545454544,"to be confirmed",6,2,null,""]
[null,"CGT","CGT","ST","CGT_4_1000_9_11 kW IE3",4,1000,9,"IE3",null,"11 kW",5835,null,null,null,null,null,"/","/","/","/",2261.0618181818181,"to be confirmed",10.5,3.5,null,""]
[null,"CGT","CGT","ST","CGT_4_1000_9_15 kW IE3",4,1000,9,"IE3",null,"15 kW",6008,null,null,null,null,null,"/","/","/","/",1880.2909090909091,"to be confirmed",14,4.5,null,""]
[null,"CGT","CGT","ST","CGT_4_1000_9_18,5 kW IE3",4,1000,9,"IE3",null,"18,5 kW",6106,null,null,null,null,null,"/","/","/","/",1404.1196363636363,"to be confirmed",4.5,1.5,null,""]
[null,"CGT","CGT","ST","CGT_4_1000_9_22 kW IE3",4,1000,9,"IE3",null,"22 kW",5777,null,null,null,null,null,"/","/","/","/",1567.6909090909089,"to be confirmed",6,2,null,""]
[null,"CGT","CGT","ST","CGT_4_1000_9_5,5 kW IE3",4,1000,9,"IE3",null,"5,5 kW",6291,null,null,null,null,null,"/","/","/","/",1956.4363636363635,"to be confirmed",10.5,2.2000000000000002,null,""]
[null,"CGT","CGT","ST","CGT_4_1000_9_7,5 kW IE3",4,1000,9,"IE3",null,"7,5 kW",6286,null,null,null,null,null,"/","/","/","/",2212.5636363636363,"to be confirmed",15.5,2.7,null,""]
[null,"CGT","CGT","ST","CGT_4_1000_9_11 kW STANDARD",4,1000,9,"STANDARD",null,"11 kW",1728,null,null,null,null,null,"/","/","/","/",1247.3272727272727,"to be confirmed",2.2999999999999998,0.5,null,""]
[null,"CGT","CGT","ST","CGT_4_1000_9_15 kW STANDARD",4,1000,9,"STANDARD",null,"15 kW",1729,null,null,null,null,null,"/","/","/","/",1256.4181818181817,"to be confirmed",3,0.65,null,""]
[null,"CGT","CGT","ST","CGT_4_1000_9_18,5 kW STANDARD",4,1000,9,"STANDARD",null,"18,5 kW",1730,null,null,null,null,null,"/","/","/","/",1383.7090909090907,"to be confirmed",4,0.75,null,""]
[null,"CGT","CGT","ST","CGT_4_1000_9_22 kW STANDARD",4,1000,9,"STANDARD",null,"22 kW",1731,null,null,null,null,null,"/","/","/","/",1409.6,"to be confirmed",5,1.3,null,""]
[null,"CGT","CGT","ST","CGT_4_1000_9_5,5 kW STANDARD",4,1000,9,"STANDARD",null,"5,5 kW",1725,null,null,null,null,null,"/","/","/","/",1516.4727272727271,"to be confirmed",5,1,null,""]
[null,"CGT","CGT","ST","CGT_4_1000_9_7,5 kW STANDARD",4,1000,9,"STANDARD",null,"7,5 kW",1726,null,null,null,null,null,"/","/","/","/",1583.7636363636361,"to be confirmed",6.8,1.4,null,""]
[null,"CGT","CGT","ST","CGT_4_1250_3_11 kW IE3",4,1250,3,"IE3",null,"11 kW",5835,null,null,null,null,null,"/","/","/","/",1698.6363636363635,"to be confirmed",8.4,2.0499999999999998,null,""]
[null,"CGT","CGT","ST","CGT_4_1250_3_15 kW IE3",4,1250,3,"IE3",null,"15 kW",6008,null,null,null,null,null,"/","/","/","/",2005.5272727272725,"to be confirmed",10.5,2.2000000000000002,null,""]
[null,"CGT","CGT","ST","CGT_4_1250_3_18,5 kW IE3",4,1250,3,"IE3",null,"18,5 kW",6106,null,null,null,null,null,"/","/","/","/",2261.6545454545453,"to be confirmed",15.5,2.7,null,""]
[null,"CGT","CGT","ST","CGT_4_1250_3_22 kW IE3",4,1250,3,"IE3",null,"22 kW",5777,null,null,null,null,null,"/","/","/","/",2642.4363636363632,"to be confirmed",17,3.4,null,""]
[null,"CGT","CGT","ST","CGT_4_1250_3_30 kW IE3",4,1250,3,"IE3",null,"30 kW",6096,null,null,null,null,null,"/","/","/","/",2202.2909090909088,"to be confirmed",17,4.3,null,""]
[null,"CGT","CGT","ST","CGT_4_1250_3_7,5 kW IE3",4,1250,3,"IE3",null,"7,5 kW",6286,null,null,null,null,null,"/","/","/","/",2805.5090909090904,"to be confirmed",22,4.4000000000000004,null,""]
[null,"CGT","CGT","ST","CGT_4_1250_3_11 kW STANDARD",4,1250,3,"STANDARD",null,"11 kW",1728,null,null,null,null,null,"/","/","/","/",1432.7999999999997,"to be confirmed",4,0.75,null,""]
[null,"CGT","CGT","ST","CGT_4_1250_3_15 kW STANDARD",4,1250,3,"STANDARD",null,"15 kW",1729,null,null,null,null,null,"/","/","/","/",1458.6909090909089,"to be confirmed",5,1.3,null,""]
[null,"CGT","CGT","ST","CGT_4_1250_3_18,5 kW STANDARD",4,1250,3,"STANDARD",null,"18,5 kW",1730,null,null,null,null,null,"/","/","/","/",1565.5636363636361,"to be confirmed",5,1,null,""]
[null,"CGT","CGT","ST","CGT_4_1250_3_22 kW STANDARD",4,1250,3,"STANDARD",null,"22 kW",1731,null,null,null,null,null,"/","/","/","/",1632.8545454545451,"to be confirmed",6.8,1.4,null,""]
[null,"CGT","CGT","ST","CGT_4_1250_3_30 kW STANDARD",4,1250,3,"STANDARD",null,"30 kW",1732,null,null,null,null,null,"/","/","/","/",1747.7272727272725,"to be confirmed",8.4,2.0499999999999998,null,""]
[null,"CGT","CGT","ST","CGT_4_1250_3_7,5 kW STANDARD",4,1250,3,"STANDARD",null,"7,5 kW",1726,null,null,null,null,null,"/","/","/","/",2050.9818181818177,"to be confirmed",10.5,2.2000000000000002,null,""]
[null,"CGT","CGT","ST","CGT_4_1250_6_15 kW IE3",4,1250,6,"IE3",null,"15 kW",6008,null,null,null,null,null,"/","/","/","/",2307.1090909090908,"to be confirmed",15.5,2.7,null,""]
[null,"CGT","CGT","ST","CGT_4_1250_6_18,5 kW IE3",4,1250,6,"IE3",null,"18,5 kW",6106,null,null,null,null,null,"/","/","/","/",2687.8909090909087,"to be confirmed",17,3.4,null,""]
[null,"CGT","CGT","ST","CGT_4_1250_6_22 kW IE3",4,1250,6,"IE3",null,"22 kW",5777,null,null,null,null,null,"/","/","/","/",2247.7454545454543,"to be confirmed",17,4.3,null,""]
[null,"CGT","CGT","ST","CGT_4_1250_6_30 kW IE3",4,1250,6,"IE3",null,"30 kW",6096,null,null,null,null,null,"/","/","/","/",2850.9636363636359,"to be confirmed",22,4.4000000000000004,null,""]
[null,"CGT","CGT","ST","CGT_4_1250_6_37 kW IE3",4,1250,6,"IE3",null,"37 kW",5911,null,null,null,null,null,"/","/","/","/",1678.3090909090906,"to be confirmed",6.8,1.4,null,""]
[null,"CGT","CGT","ST","CGT_4_1250_6_45 kW IE3",4,1250,6,"IE3",null,"45 kW",6137,null,null,null,null,null,"/","/","/","/",1793.181818181818,"to be confirmed",8.4,2.0499999999999998,null,""]
[null,"CGT","CGT","ST","CGT_4_1250_6_15 kW STANDARD",4,1250,6,"STANDARD",null,"15 kW",1729,null,null,null,null,null,"/","/","/","/",2432.7636363636361,"to be confirmed",10.5,2.2000000000000002,null,""]
[null,"CGT","CGT","ST","CGT_4_1250_6_18,5 kW STANDARD",4,1250,6,"STANDARD",null,"18,5 kW",1730,null,null,null,null,null,"/","/","/","/",2688.8909090909092,"to be confirmed",15.5,2.7,null,""]
[null,"CGT","CGT","ST","CGT_4_1250_6_22 kW STANDARD",4,1250,6,"STANDARD",null,"22 kW",1731,null,null,null,null,null,"/","/","/","/",3069.6727272727271,"to be confirmed",17,3.4,null,""]
[null,"CGT","CGT","ST","CGT_4_1250_6_30 kW STANDARD",4,1250,6,"STANDARD",null,"30 kW",1732,null,null,null,null,null,"/","/","/","/",2629.5272727272727,"to be confirmed",17,4.3,null,""]
[null,"CGT","CGT","ST","CGT_4_1250_6_37 kW STANDARD",4,1250,6,"STANDARD",null,"37 kW",1733,null,null,null,null,null,"/","/","/","/",3232.7454545454543,"to be confirmed",22,4.4000000000000004,null,""]
[null,"CGT","CGT","ST","CGT_4_1250_6_45 kW STANDARD",4,1250,6,"STANDARD",null,"45 kW",1734,null,null,null,null,null,"/","/","/","/",4696.3818181818178,"to be confirmed",33,8,null,""]
[null,"CGT","CGT","ST","CGT_4_1250_9_15 kW IE3",4,1250,9,"IE3",null,"15 kW",6008,null,null,null,null,null,"/","/","/","/",1885.9272727272726,"to be confirmed",5,1.3,null,""]
[null,"CGT","CGT","ST","CGT_4_1250_9_18,5 kW IE3",4,1250,9,"IE3",null,"18,5 kW",6106,null,null,null,null,null,"/","/","/","/",1992.7999999999997,"to be confirmed",5,1,null,""]
[null,"CGT","CGT","ST","CGT_4_1250_9_22 kW IE3",4,1250,9,"IE3",null,"22 kW",5777,null,null,null,null,null,"/","/","/","/",2060.090909090909,"to be confirmed",6.8,1.4,null,""]
[null,"CGT","CGT","ST","CGT_4_1250_9_30 kW IE3",4,1250,9,"IE3",null,"30 kW",6096,null,null,null,null,null,"/","/","/","/",2174.9636363636364,"to be confirmed",8.4,2.0499999999999998,null,""]
[null,"CGT","CGT","ST","CGT_4_1250_9_37 kW IE3",4,1250,9,"IE3",null,"37 kW",5911,null,null,null,null,null,"/","/","/","/",2483.6727272727271,"to be confirmed",10.5,2.2000000000000002,null,""]
[null,"CGT","CGT","ST","CGT_4_1250_9_45 kW IE3",4,1250,9,"IE3",null,"45 kW",6137,null,null,null,null,null,"/","/","/","/",2739.8,"to be confirmed",15.5,2.7,null,""]
[null,"CGT","CGT","ST","CGT_4_1250_9_15 kW STANDARD",4,1250,9,"STANDARD",null,"15 kW",1729,null,null,null,null,null,"/","/","/","/",3120.5818181818177,"to be confirmed",17,3.4,null,""]
[null,"CGT","CGT","ST","CGT_4_1250_9_18,5 kW STANDARD",4,1250,9,"STANDARD",null,"18,5 kW",1730,null,null,null,null,null,"/","/","/","/",2680.4363636363632,"to be confirmed",17,4.3,null,""]
[null,"CGT","CGT","ST","CGT_4_1250_9_22 kW STANDARD",4,1250,9,"STANDARD",null,"22 kW",1731,null,null,null,null,null,"/","/","/","/",3283.6545454545453,"to be confirmed",22,4.4000000000000004,null,""]
[null,"CGT","CGT","ST","CGT_4_1250_9_30 kW STANDARD",4,1250,9,"STANDARD",null,"30 kW",1732,null,null,null,null,null,"/","/","/","/",4747.2909090909088,"to be confirmed",33,8,null,""]
[null,"CGT","CGT","ST","CGT_4_1250_9_37 kW STANDARD",4,1250,9,"STANDARD",null,"37 kW",1733,null,null,null,null,null,"/","/","/","/",5058.2,"to be confirmed",42,10,null,""]
[null,"CGT","CGT","ST","CGT_4_1250_9_45 kW STANDARD",4,1250,9,"STANDARD",null,"45 kW",1734,null,null,null,null,null,"/","/","/","/",5583.6545454545458,"to be confirmed",50,11,null,""]
[null,"CGT","CGT","ST","CGT_6_560_6_0,37 kW STANDARD",6,560,6,"STANDARD",null,"0,37 kW",1751,null,null,null,null,null,"/","/","/","/",2816.1636363636362,"to be confirmed",15.5,2.7,null,""]
[null,"CGT","CGT","ST","CGT_6_560_6_0,55 kW STANDARD",6,560,6,"STANDARD",null,"0,55 kW",1752,null,null,null,null,null,"/","/","/","/",3196.9454545454541,"to be confirmed",17,3.4,null,""]
[null,"CGT","CGT","ST","CGT_6_630_6_0,75 kW IE3",6,630,6,"IE3",null,"0,75 kW",5802,null,null,null,null,null,"/","/","/","/",2756.7999999999997,"to be confirmed",17,4.3,null,""]
[null,"CGT","CGT","ST","CGT_6_630_6_1,1 kW IE3",6,630,6,"IE3",null,"1,1 kW",6273,null,null,null,null,null,"/","/","/","/",3360.0181818181813,"to be confirmed",22,4.4000000000000004,null,""]
[null,"CGT","CGT","ST","CGT_6_630_6_0,37 kW STANDARD",6,630,6,"STANDARD",null,"0,37 kW",1751,null,null,null,null,null,"/","/","/","/",4823.6545454545458,"to be confirmed",33,8,null,""]
[null,"CGT","CGT","ST","CGT_6_630_6_0,55 kW STANDARD",6,630,6,"STANDARD",null,"0,55 kW",1752,null,null,null,null,null,"/","/","/","/",5134.5636363636368,"to be confirmed",42,10,null,""]
[null,"CGT","CGT","ST","CGT_6_630_6_0,75 kW STANDARD",6,630,6,"STANDARD",null,"0,75 kW",1753,null,null,null,null,null,"/","/","/","/",5660.0181818181818,"to be confirmed",50,11,null,""]
[null,"CGT","CGT","ST","CGT_6_630_6_1,1 kW STANDARD",6,630,6,"STANDARD",null,"1,1 kW",1754,null,null,null,null,null,"/","/","/","/",455.47272727272724,"to be confirmed",0.37,0.09,null,""]
[null,"CGT","CGT","ST","CGT_6_710_3_0,75 kW IE3",6,710,3,"IE3",null,"0,75 kW",5802,null,null,null,null,null,"/","/","/","/",490.96363636363628,"to be confirmed",0.55000000000000004,0.13,null,""]
[null,"CGT","CGT","ST","CGT_6_710_3_0,55 kW STANDARD",6,710,3,"STANDARD",null,"0,55 kW",1752,null,null,null,null,null,"/","/","/","/",541.90909090909076,"to be confirmed",0.75,0.12,null,""]
[null,"CGT","CGT","ST","CGT_6_710_3_0,75 kW STANDARD",6,710,3,"STANDARD",null,"0,75 kW",1753,null,null,null,null,null,"/","/","/","/",563.70909090909083,"to be confirmed",1.1000000000000001,0.26,null,""]
[null,"CGT","CGT","ST","CGT_6_710_6_0,75 kW IE3",6,710,6,"IE3",null,"0,75 kW",5802,null,null,null,null,null,"/","/","/","/",545.50909090909079,"to be confirmed",0.55000000000000004,0.13,null,""]
[null,"CGT","CGT","ST","CGT_6_710_6_1,1 kW IE3",6,710,6,"IE3",null,"1,1 kW",6273,null,null,null,null,null,"/","/","/","/",596.45454545454527,"to be confirmed",0.75,0.12,null,""]
[null,"CGT","CGT","ST","CGT_6_710_6_0,55 kW STANDARD",6,710,6,"STANDARD",null,"0,55 kW",1752,null,null,null,null,null,"/","/","/","/",618.25454545454534,"to be confirmed",1.1000000000000001,0.26,null,""]
[null,"CGT","CGT","ST","CGT_6_710_6_0,75 kW STANDARD",6,710,6,"STANDARD",null,"0,75 kW",1753,null,null,null,null,null,"/","/","/","/",667.36363636363626,"to be confirmed",1.7,0.35,null,""]
[null,"CGT","CGT","ST","CGT_6_710_6_1,1 kW STANDARD",6,710,6,"STANDARD",null,"1,1 kW",1754,null,null,null,null,null,"/","/","/","/",581.89090909090908,"to be confirmed",0.55000000000000004,0.13,null,""]
[null,"CGT","CGT","ST","CGT_6_800_3_0,75 kW IE3",6,800,3,"IE3",null,"0,75 kW",5802,null,null,null,null,null,"/","/","/","/",632.83636363636356,"to be confirmed",0.75,0.12,null,""]
[null,"CGT","CGT","ST","CGT_6_800_3_1,1 kW IE3",6,800,3,"IE3",null,"1,1 kW",6273,null,null,null,null,null,"/","/","/","/",654.63636363636363,"to be confirmed",1.1000000000000001,0.26,null,""]
[null,"CGT","CGT","ST","CGT_6_800_3_0,55 kW STANDARD",6,800,3,"STANDARD",null,"0,55 kW",1752,null,null,null,null,null,"/","/","/","/",703.74545454545455,"to be confirmed",1.7,0.35,null,""]
[null,"CGT","CGT","ST","CGT_6_800_3_0,75 kW STANDARD",6,800,3,"STANDARD",null,"0,75 kW",1753,null,null,null,null,null,"/","/","/","/",743.70909090909083,"to be confirmed",2.2999999999999998,0.5,null,""]
[null,"CGT","CGT","ST","CGT_6_800_3_1,1 kW STANDARD",6,800,3,"STANDARD",null,"1,1 kW",1754,null,null,null,null,null,"/","/","/","/",752.8,"to be confirmed",3,0.65,null,""]
[null,"CGT","CGT","ST","CGT_6_800_6_0,75 kW IE3",6,800,6,"IE3",null,"0,75 kW",5802,null,null,null,null,null,"/","/","/","/",592.74545454545444,"to be confirmed",0.55000000000000004,0.13,null,""]
[null,"CGT","CGT","ST","CGT_6_800_6_1,1 kW IE3",6,800,6,"IE3",null,"1,1 kW",6273,null,null,null,null,null,"/","/","/","/",643.69090909090903,"to be confirmed",0.75,0.12,null,""]
[null,"CGT","CGT","ST","CGT_6_800_6_1,5 kW IE3",6,800,6,"IE3",null,"1,5 kW",6114,null,null,null,null,null,"/","/","/","/",665.49090909090899,"to be confirmed",1.1000000000000001,0.26,null,""]
[null,"CGT","CGT","ST","CGT_6_800_6_2,2 kW IE3",6,800,6,"IE3",null,"2,2 kW",5944,null,null,null,null,null,"/","/","/","/",714.59999999999991,"to be confirmed",1.7,0.35,null,""]
[null,"CGT","CGT","ST","CGT_6_800_6_0,55 kW STANDARD",6,800,6,"STANDARD",null,"0,55 kW",1752,null,null,null,null,null,"/","/","/","/",754.56363636363631,"to be confirmed",2.2999999999999998,0.5,null,""]
[null,"CGT","CGT","ST","CGT_6_800_6_0,75 kW STANDARD",6,800,6,"STANDARD",null,"0,75 kW",1753,null,null,null,null,null,"/","/","/","/",763.65454545454543,"to be confirmed",3,0.65,null,""]
[null,"CGT","CGT","ST","CGT_6_800_6_1,1 kW STANDARD",6,800,6,"STANDARD",null,"1,1 kW",1754,null,null,null,null,null,"/","/","/","/",712.76363636363624,"to be confirmed",1.1000000000000001,0.26,null,""]
[null,"CGT","CGT","ST","CGT_6_800_6_1,5 kW STANDARD",6,800,6,"STANDARD",null,"1,5 kW",1755,null,null,null,null,null,"/","/","/","/",761.87272727272716,"to be confirmed",1.7,0.35,null,""]
[null,"CGT","CGT","ST","CGT_6_800_6_2,2 kW STANDARD",6,800,6,"STANDARD",null,"2,2 kW",1756,null,null,null,null,null,"/","/","/","/",801.83636363636356,"to be confirmed",2.2999999999999998,0.5,null,""]
[null,"CGT","CGT","ST","CGT_6_800_9_1,1 kW IE3",6,800,9,"IE3",null,"1,1 kW",6273,null,null,null,null,null,"/","/","/","/",810.92727272727268,"to be confirmed",3,0.65,null,""]
[null,"CGT","CGT","ST","CGT_6_800_9_1,5 kW IE3",6,800,9,"IE3",null,"1,5 kW",6114,null,null,null,null,null,"/","/","/","/",938.21818181818173,"to be confirmed",4,0.75,null,""]
[null,"CGT","CGT","ST","CGT_6_800_9_2,2 kW IE3",6,800,9,"IE3",null,"2,2 kW",5944,null,null,null,null,null,"/","/","/","/",780.10909090909081,"to be confirmed",1.1000000000000001,0.26,null,""]
[null,"CGT","CGT","ST","CGT_6_800_9_3 kW IE3",6,800,9,"IE3",null,"3 kW",5875,null,null,null,null,null,"/","/","/","/",829.21818181818173,"to be confirmed",1.7,0.35,null,""]
[null,"CGT","CGT","ST","CGT_6_800_9_1,1 kW STANDARD",6,800,9,"STANDARD",null,"1,1 kW",1754,null,null,null,null,null,"/","/","/","/",869.18181818181813,"to be confirmed",2.2999999999999998,0.5,null,""]
[null,"CGT","CGT","ST","CGT_6_800_9_1,5 kW STANDARD",6,800,9,"STANDARD",null,"1,5 kW",1755,null,null,null,null,null,"/","/","/","/",878.27272727272725,"to be confirmed",3,0.65,null,""]
[null,"CGT","CGT","ST","CGT_6_800_9_2,2 kW STANDARD",6,800,9,"STANDARD",null,"2,2 kW",1756,null,null,null,null,null,"/","/","/","/",1005.5636363636362,"to be confirmed",4,0.75,null,""]
[null,"CGT","CGT","ST","CGT_6_800_9_3 kW STANDARD",6,800,9,"STANDARD",null,"3 kW",1757,null,null,null,null,null,"/","/","/","/",876.49090909090899,"to be confirmed",1.7,0.35,null,""]
[null,"CGT","CGT","ST","CGT_6_900_3_1,5 kW IE3",6,900,3,"IE3",null,"1,5 kW",6114,null,null,null,null,null,"/","/","/","/",916.45454545454538,"to be confirmed",2.2999999999999998,0.5,null,""]
[null,"CGT","CGT","ST","CGT_6_900_3_2,2 kW IE3",6,900,3,"IE3",null,"2,2 kW",5944,null,null,null,null,null,"/","/","/","/",925.5454545454545,"to be confirmed",3,0.65,null,""]
[null,"CGT","CGT","ST","CGT_6_900_3_1,5 kW STANDARD",6,900,3,"STANDARD",null,"1,5 kW",1755,null,null,null,null,null,"/","/","/","/",1052.8363636363636,"to be confirmed",4,0.75,null,""]
[null,"CGT","CGT","ST","CGT_6_900_3_2,2 kW STANDARD",6,900,3,"STANDARD",null,"2,2 kW",1756,null,null,null,null,null,"/","/","/","/",1078.7272727272725,"to be confirmed",5,1.3,null,""]
[null,"CGT","CGT","ST","CGT_6_900_6_1,5 kW IE3",6,900,6,"IE3",null,"1,5 kW",6114,null,null,null,null,null,"/","/","/","/",1185.5999999999997,"to be confirmed",5,1,null,""]
[null,"CGT","CGT","ST","CGT_6_900_6_2,2 kW IE3",6,900,6,"IE3",null,"2,2 kW",5944,null,null,null,null,null,"/","/","/","/",1252.8909090909087,"to be confirmed",6.8,1.4,null,""]
[null,"CGT","CGT","ST","CGT_6_900_6_3 kW IE3",6,900,6,"IE3",null,"3 kW",5875,null,null,null,null,null,"/","/","/","/",981.90909090909076,"to be confirmed",3,0.65,null,""]
[null,"CGT","CGT","ST","CGT_6_900_6_1,5 kW STANDARD",6,900,6,"STANDARD",null,"1,5 kW",1755,null,null,null,null,null,"/","/","/","/",1109.1999999999998,"to be confirmed",4,0.75,null,""]
[null,"CGT","CGT","ST","CGT_6_900_6_2,2 kW STANDARD",6,900,6,"STANDARD",null,"2,2 kW",1756,null,null,null,null,null,"/","/","/","/",1135.090909090909,"to be confirmed",5,1.3,null,""]
[null,"CGT","CGT","ST","CGT_6_900_6_3 kW STANDARD",6,900,6,"STANDARD",null,"3 kW",1757,null,null,null,null,null,"/","/","/","/",1241.9636363636362,"to be confirmed",5,1,null,""]
[null,"CGT","CGT","ST","CGT_6_900_9_1,5 kW IE3",6,900,9,"IE3",null,"1,5 kW",6114,null,null,null,null,null,"/","/","/","/",1309.2545454545452,"to be confirmed",6.8,1.4,null,""]
[null,"CGT","CGT","ST","CGT_6_900_9_2,2 kW IE3",6,900,9,"IE3",null,"2,2 kW",5944,null,null,null,null,null,"/","/","/","/",1424.1272727272726,"to be confirmed",8.4,2.0499999999999998,null,""]
[null,"CGT","CGT","ST","CGT_6_900_9_3 kW IE3",6,900,9,"IE3",null,"3 kW",5875,null,null,null,null,null,"/","/","/","/",1120.0363636363636,"to be confirmed",2.2999999999999998,0.5,null,""]
[null,"CGT","CGT","ST","CGT_6_900_9_1,5 kW STANDARD",6,900,9,"STANDARD",null,"1,5 kW",1755,null,null,null,null,null,"/","/","/","/",1129.1272727272726,"to be confirmed",3,0.65,null,""]
[null,"CGT","CGT","ST","CGT_6_900_9_2,2 kW STANDARD",6,900,9,"STANDARD",null,"2,2 kW",1756,null,null,null,null,null,"/","/","/","/",1256.4181818181817,"to be confirmed",4,0.75,null,""]
[null,"CGT","CGT","ST","CGT_6_900_9_3 kW STANDARD",6,900,9,"STANDARD",null,"3 kW",1757,null,null,null,null,null,"/","/","/","/",1282.3090909090909,"to be confirmed",5,1.3,null,""]
[null,"CGT","CGT","ST","CGT_6_1000_3_1,5 kW IE3",6,1000,3,"IE3",null,"1,5 kW",6114,null,null,null,null,null,"/","/","/","/",1389.181818181818,"to be confirmed",5,1,null,""]
[null,"CGT","CGT","ST","CGT_6_1000_3_2,2 kW IE3",6,1000,3,"IE3",null,"2,2 kW",5944,null,null,null,null,null,"/","/","/","/",1456.4727272727271,"to be confirmed",6.8,1.4,null,""]
[null,"CGT","CGT","ST","CGT_6_1000_3_3 kW IE3",6,1000,3,"IE3",null,"3 kW",5875,null,null,null,null,null,"/","/","/","/",1571.3454545454545,"to be confirmed",8.4,2.0499999999999998,null,""]
[null,"CGT","CGT","ST","CGT_6_1000_3_4 kW IE3",6,1000,3,"IE3",null,"4 kW",5985,null,null,null,null,null,"/","/","/","/",1876.4181818181817,"to be confirmed",10.5,2.2000000000000002,null,""]
[null,"CGT","CGT","ST","CGT_6_1000_3_1,5 kW STANDARD",6,1000,3,"STANDARD",null,"1,5 kW",1755,null,null,null,null,null,"/","/","/","/",2132.5454545454545,"to be confirmed",15.5,2.7,null,""]
[null,"CGT","CGT","ST","CGT_6_1000_3_2,2 kW STANDARD",6,1000,3,"STANDARD",null,"2,2 kW",1756,null,null,null,null,null,"/","/","/","/",1176.3999999999999,"to be confirmed",3,0.65,null,""]
[null,"CGT","CGT","ST","CGT_6_1000_3_3 kW STANDARD",6,1000,3,"STANDARD",null,"3 kW",1757,null,null,null,null,null,"/","/","/","/",1303.6909090909089,"to be confirmed",4,0.75,null,""]
[null,"CGT","CGT","ST","CGT_6_1000_3_4 kW STANDARD",6,1000,3,"STANDARD",null,"4 kW",1758,null,null,null,null,null,"/","/","/","/",1329.5818181818181,"to be confirmed",5,1.3,null,""]
[null,"CGT","CGT","ST","CGT_6_1000_6_1,5 kW IE3",6,1000,6,"IE3",null,"1,5 kW",6114,null,null,null,null,null,"/","/","/","/",1436.4545454545453,"to be confirmed",5,1,null,""]
[null,"CGT","CGT","ST","CGT_6_1000_6_2,2 kW IE3",6,1000,6,"IE3",null,"2,2 kW",5944,null,null,null,null,null,"/","/","/","/",1503.7454545454543,"to be confirmed",6.8,1.4,null,""]
[null,"CGT","CGT","ST","CGT_6_1000_6_3 kW IE3",6,1000,6,"IE3",null,"3 kW",5875,null,null,null,null,null,"/","/","/","/",1618.6181818181817,"to be confirmed",8.4,2.0499999999999998,null,""]
[null,"CGT","CGT","ST","CGT_6_1000_6_4 kW IE3",6,1000,6,"IE3",null,"4 kW",5985,null,null,null,null,null,"/","/","/","/",1930.9636363636362,"to be confirmed",10.5,2.2000000000000002,null,""]
[null,"CGT","CGT","ST","CGT_6_1000_6_7,5 kW IE3",6,1000,6,"IE3",null,"7,5 kW",6231,null,null,null,null,null,"/","/","/","/",2187.090909090909,"to be confirmed",15.5,2.7,null,""]
[null,"CGT","CGT","ST","CGT_6_1000_6_1,5 kW STANDARD",6,1000,6,"STANDARD",null,"1,5 kW",1755,null,null,null,null,null,"/","/","/","/",1358.2363636363634,"to be confirmed",4,0.75,null,""]
[null,"CGT","CGT","ST","CGT_6_1000_6_2,2 kW STANDARD",6,1000,6,"STANDARD",null,"2,2 kW",1756,null,null,null,null,null,"/","/","/","/",1384.1272727272726,"to be confirmed",5,1.3,null,""]
[null,"CGT","CGT","ST","CGT_6_1000_6_3 kW STANDARD",6,1000,6,"STANDARD",null,"3 kW",1757,null,null,null,null,null,"/","/","/","/",1490.9999999999998,"to be confirmed",5,1,null,""]
[null,"CGT","CGT","ST","CGT_6_1000_6_4 kW STANDARD",6,1000,6,"STANDARD",null,"4 kW",1758,null,null,null,null,null,"/","/","/","/",1558.2909090909088,"to be confirmed",6.8,1.4,null,""]
[null,"CGT","CGT","ST","CGT_6_1000_6_5,5 kW STANDARD",6,1000,6,"STANDARD",null,"5,5 kW",1759,null,null,null,null,null,"/","/","/","/",1673.1636363636362,"to be confirmed",8.4,2.0499999999999998,null,""]
[null,"CGT","CGT","ST","CGT_6_1000_6_7,5 kW STANDARD",6,1000,6,"STANDARD",null,"7,5 kW",1760,null,null,null,null,null,"/","/","/","/",1535.0363636363634,"3weeks",11,0,null,""]
[null,"CGT","CGT","ST","CGT_6_1000_9_2,2 kW IE3",6,1000,9,"IE3",null,"2,2 kW",5944,null,null,null,null,null,"/","/","/","/",1599.6909090909089,"4weeks",11,0,null,""]
[null,"CGT","CGT","ST","CGT_6_1000_9_3 kW IE3",6,1000,9,"IE3",null,"3 kW",5875,null,null,null,null,null,"/","/","/","/",2757.9636363636359,"to be confirmed",11,0,null," PTC VERSION + 187,27 & DELIVERY TIME 7 WEEKS"]
[null,"CGT","CGT","ST","CGT_6_1000_9_4 kW IE3",6,1000,9,"IE3",null,"4 kW",5985,null,null,null,null,null,"/","/","/","/",2523.0545454545454,"to be confirmed",11,0,null," PTC VERSION + 187,27 & DELIVERY TIME 7 WEEKS"]
[null,"CGT","CGT","ST","CGT_6_1000_9_7,5 kW IE3",6,1000,9,"IE3",null,"7,5 kW",6231,null,null,null,null,null,"/","/","/","/",2523.0545454545454,"to be confirmed",11,0,null," PTC VERSION + 187,27 & DELIVERY TIME 7 WEEKS"]
[null,"CGT","CGT","ST","CGT_6_1000_9_2,2 kW STANDARD",6,1000,9,"STANDARD",null,"2,2 kW",1756,null,null,null,null,null,"/","/","/","/",2329.9454545454546,"3weeks",11,0,null,""]
[null,"CGT","CGT","ST","CGT_6_1000_9_3 kW STANDARD",6,1000,9,"STANDARD",null,"3 kW",1757,null,null,null,null,null,"/","/","/","/",2195.8727272727269,"to be confirmed",11,0,null,""]
[null,"CGT","CGT","ST","CGT_6_1000_9_4 kW STANDARD",6,1000,9,"STANDARD",null,"4 kW",1758,null,null,null,null,null,"/","/","/","/",1106.5818181818181,"3weeks",3,0,null,""]
[null,"CGT","CGT","ST","CGT_6_1000_9_5,5 kW STANDARD",6,1000,9,"STANDARD",null,"5,5 kW",1759,null,null,null,null,null,"/","/","/","/",1133.6545454545453,"to be confirmed",3,0,null,""]
[null,"CGT","CGT","ST","CGT_6_1000_9_7,5 kW STANDARD",6,1000,9,"STANDARD",null,"7,5 kW",1760,null,null,null,null,null,"/","/","/","/",1751.072727272727,"3weeks",3,0,null," PTC VERSION + 161,82 & DELIVERY TIME 7 WEEKS"]
[null,"CGT","CGT","ST","CGT_6_1250_3_11 kW IE3",6,1250,3,"IE3",null,"11 kW",6315,null,null,null,null,null,"/","/","/","/",1648.7272727272725,"3weeks",3,0,null," PTC VERSION + 161,82 & DELIVERY TIME 7 WEEKS"]
[null,"CGT","CGT","ST","CGT_6_1250_3_2,2 kW IE3",6,1250,3,"IE3",null,"2,2 kW",5944,null,null,null,null,null,"/","/","/","/",1648.7272727272725,"3weeks",3,0,null," PTC VERSION + 161,82 & DELIVERY TIME 7 WEEKS"]
[null,"CGT","CGT","ST","CGT_6_1250_3_3 kW IE3",6,1250,3,"IE3",null,"3 kW",5875,null,null,null,null,null,"/","/","/","/",1355.0545454545454,"3weeks",3,0,null,""]
[null,"CGT","CGT","ST","CGT_6_1250_3_4 kW IE3",6,1250,3,"IE3",null,"4 kW",5985,null,null,null,null,null,"/","/","/","/",1671.2545454545455,"to be confirmed",3,0,null,""]
[null,"CGT","CGT","ST","CGT_6_1250_3_7,5 kW IE3",6,1250,3,"IE3",null,"7,5 kW",6231,null,null,null,null,null,"/","/","/","/",1155.0727272727272,"3weeks",4,0,null,""]
[null,"CGT","CGT","ST","CGT_6_1250_3_11 kW STANDARD",6,1250,3,"STANDARD",null,"11 kW",1762,null,null,null,null,null,"/","/","/","/",1186.2363636363634,"to be confirmed",4,0,null,""]
[null,"CGT","CGT","ST","CGT_6_1250_3_2,2 kW STANDARD",6,1250,3,"STANDARD",null,"2,2 kW",1756,null,null,null,null,null,"/","/","/","/",1968.272727272727,"3weeks",4,0,null," PTC VERSION + 161,82 & DELIVERY TIME 7 WEEKS"]
[null,"CGT","CGT","ST","CGT_6_1250_3_3 kW STANDARD",6,1250,3,"STANDARD",null,"3 kW",1757,null,null,null,null,null,"/","/","/","/",1836.8,"3weeks",4,0,null," PTC VERSION + 161,82 & DELIVERY TIME 7 WEEKS"]
[null,"CGT","CGT","ST","CGT_6_1250_3_4 kW STANDARD",6,1250,3,"STANDARD",null,"4 kW",1758,null,null,null,null,null,"/","/","/","/",1836.8,"3weeks",4,0,null," PTC VERSION + 161,82 & DELIVERY TIME 7 WEEKS"]
[null,"CGT","CGT","ST","CGT_6_1250_3_5,5 kW STANDARD",6,1250,3,"STANDARD",null,"5,5 kW",1759,null,null,null,null,null,"/","/","/","/",1471.3272727272727,"3weeks",4,0,null,""]
[null,"CGT","CGT","ST","CGT_6_1250_3_7,5 kW STANDARD",6,1250,3,"STANDARD",null,"7,5 kW",1760,null,null,null,null,null,"/","/","/","/",1759.0727272727272,"to be confirmed",4,0,null,""]
[null,"CGT","CGT","ST","CGT_6_1250_6_11 kW IE3",6,1250,6,"IE3",null,"11 kW",6315,null,null,null,null,null,"/","/","/","/",1243.9090909090908,"to be confirmed",5.5,0,null,""]
[null,"CGT","CGT","ST","CGT_6_1250_6_15 kW IE3",6,1250,6,"IE3",null,"15 kW",6087,null,null,null,null,null,"/","/","/","/",1205.2181818181816,"3weeks",5.5,0,null,""]
[null,"CGT","CGT","ST","CGT_6_1250_6_4 kW IE3",6,1250,6,"IE3",null,"4 kW",5985,null,null,null,null,null,"/","/","/","/",2117.2363636363634,"3weeks",5.5,0,null," PTC VERSION + 187,27 & DELIVERY TIME 7 WEEKS"]
[null,"CGT","CGT","ST","CGT_6_1250_6_7,5 kW IE3",6,1250,6,"IE3",null,"7,5 kW",6231,null,null,null,null,null,"/","/","/","/",1967.4363636363632,"3weeks",5.5,0,null," PTC VERSION + 187,27 & DELIVERY TIME 7 WEEKS"]
[null,"CGT","CGT","ST","CGT_6_1250_6_11 kW STANDARD",6,1250,6,"STANDARD",null,"11 kW",1762,null,null,null,null,null,"/","/","/","/",1967.4363636363632,"3weeks",5.5,0,null," PTC VERSION + 187,27 & DELIVERY TIME 7 WEEKS"]
[null,"CGT","CGT","ST","CGT_6_1250_6_15 kW STANDARD",6,1250,6,"STANDARD",null,"15 kW",1763,null,null,null,null,null,"/","/","/","/",1765.3272727272724,"3weeks",5.5,0,null,""]
[null,"CGT","CGT","ST","CGT_6_1250_6_4 kW STANDARD",6,1250,6,"STANDARD",null,"4 kW",1758,null,null,null,null,null,"/","/","/","/",1900.3454545454545,"to be confirmed",5.5,0,null,""]
[null,"CGT","CGT","ST","CGT_6_1250_6_5,5 kW STANDARD",6,1250,6,"STANDARD",null,"5,5 kW",1759,null,null,null,null,null,"/","/","/","/",1313.272727272727,"4weeks",7.5,0,null,""]
[null,"CGT","CGT","ST","CGT_6_1250_6_7,5 kW STANDARD",6,1250,6,"STANDARD",null,"7,5 kW",1760,null,null,null,null,null,"/","/","/","/",1265.5454545454543,"3weeks",7.5,0,null,""]
[null,"CGT","CGT","ST","CGT_6_1250_9_11 kW IE3",6,1250,9,"IE3",null,"11 kW",6315,null,null,null,null,null,"/","/","/","/",2391.0181818181813,"3weeks",7.5,0,null," PTC VERSION + 187,27 & DELIVERY TIME 7 WEEKS"]
[null,"CGT","CGT","ST","CGT_6_1250_9_15 kW IE3",6,1250,9,"IE3",null,"15 kW",6087,null,null,null,null,null,"/","/","/","/",2205.4545454545455,"3weeks",7.5,0,null," PTC VERSION + 187,27 & DELIVERY TIME 7 WEEKS"]
[null,"CGT","CGT","ST","CGT_6_1250_9_18,5 kW IE3",6,1250,9,"IE3",null,"18,5 kW",5860,null,null,null,null,null,"/","/","/","/",2205.4545454545455,"3weeks",7.5,0,null," PTC VERSION + 187,27 & DELIVERY TIME 7 WEEKS"]
[null,"CGT","CGT","ST","CGT_6_1250_9_22 kW IE3",6,1250,9,"IE3",null,"22 kW",5873,null,null,null,null,null,"/","/","/","/",1824.1272727272726,"3weeks",7.5,0,null,""]
[null,"CGT","CGT","ST","CGT_6_1250_9_7,5 kW IE3",6,1250,9,"IE3",null,"7,5 kW",6231,null,null,null,null,null,"/","/","/","/",2080.5636363636363,"to be confirmed",7.5,0,null,""]
[null,"CGT","CGT","ST","CGT_6_1250_9_11 kW STANDARD",6,1250,9,"STANDARD",null,"11 kW",1762,null,null,null,null,null,"/","/","/","/",1648.7818181818179,"4weeks",11,0,null,""]
[null,"CGT","CGT","ST","CGT_6_1250_9_15 kW STANDARD",6,1250,9,"STANDARD",null,"15 kW",1763,null,null,null,null,null,"/","/","/","/",1584.1272727272726,"3weeks",11,0,null,""]
[null,"CGT","CGT","ST","CGT_6_1250_9_18,5 kW STANDARD",6,1250,9,"STANDARD",null,"18,5 kW",1764,null,null,null,null,null,"/","/","/","/",2807.054545454545,"to be confirmed",11,0,null," PTC VERSION + 187,27 & DELIVERY TIME 7 WEEKS"]
[null,"CGT","CGT","ST","CGT_6_1250_9_22 kW STANDARD",6,1250,9,"STANDARD",null,"22 kW",1765,null,null,null,null,null,"/","/","/","/",2572.1454545454544,"to be confirmed",11,0,null," PTC VERSION + 187,27 & DELIVERY TIME 7 WEEKS"]
[null,"CGT","CGT","ST","CGT_6_1250_9_5,5 kW STANDARD",6,1250,9,"STANDARD",null,"5,5 kW",1759,null,null,null,null,null,"/","/","/","/",2572.1454545454544,"to be confirmed",11,0,null," PTC VERSION + 187,27 & DELIVERY TIME 7 WEEKS"]
[null,"CGT","CGT","ST","CGT_6_1250_9_7,5 kW STANDARD",6,1250,9,"STANDARD",null,"7,5 kW",1760,null,null,null,null,null,"/","/","/","/",2379.0363636363636,"3weeks",11,0,null,""]
[null,"CGT","CGT","ST","CGT_2_4_400_6_1,1_0,25 kW STANDARD","2_4",400,6,"STANDARD",null,"1,1_0,25 kW",1929,null,null,null,null,null,"/","/","/","/",2244.9636363636364,"to be confirmed",11,0,null,""]
[null,"CGT","CGT","ST","CGT_2_4_400_6_1,5_0,35 kW STANDARD","2_4",400,6,"STANDARD",null,"1,5_0,35 kW",1930,null,null,null,null,null,"/","/","/","/",1695.5999999999997,"3weeks",15,0,null,""]
[null,"CGT","CGT","ST","CGT_2_4_400_6_2,2_0,6 kW STANDARD","2_4",400,6,"STANDARD",null,"2,2_0,6 kW",1931,null,null,null,null,null,"/","/","/","/",1772.4909090909086,"4weeks",15,0,null,""]
[null,"CGT","CGT","ST","CGT_2_4_450_6_1,5_0,35 kW STANDARD","2_4",450,6,"STANDARD",null,"1,5_0,35 kW",1930,null,null,null,null,null,"/","/","/","/",3116.3818181818178,"to be confirmed",15,0,null," PTC VERSION + 187,27 & DELIVERY TIME 7 WEEKS"]
[null,"CGT","CGT","ST","CGT_2_4_450_6_2,2_0,6 kW STANDARD","2_4",450,6,"STANDARD",null,"2,2_0,6 kW",1931,null,null,null,null,null,"/","/","/","/",2843.4909090909086,"to be confirmed",15,0,null," PTC VERSION + 187,27 & DELIVERY TIME 7 WEEKS"]
[null,"CGT","CGT","ST","CGT_2_4_450_6_3_0,8 kW STANDARD","2_4",450,6,"STANDARD",null,"3_0,8 kW",1932,null,null,null,null,null,"/","/","/","/",2843.4909090909086,"to be confirmed",15,0,null," PTC VERSION + 187,27 & DELIVERY TIME 7 WEEKS"]
[null,"CGT","CGT","ST","CGT_4_6_500_6_0,5_0,19 kW STANDARD","4_6",500,6,"STANDARD",null,"0,5_0,19 kW",1958,null,null,null,null,null,"/","/","/","/",2582.1636363636358,"3weeks",15,0,null,""]
[null,"CGT","CGT","ST","CGT_4_6_500_6_0,66_0,25 kW STANDARD","4_6",500,6,"STANDARD",null,"0,66_0,25 kW",1959,null,null,null,null,null,"/","/","/","/",2554.2363636363634,"to be confirmed",15,0,null,""]
[null,"CGT","CGT","ST","CGT_4_6_500_6_0,78_0,3 kW STANDARD","4_6",500,6,"STANDARD",null,"0,78_0,3 kW",1960,null,null,null,null,null,"/","/","/","/",2167.272727272727,"4weeks",18.5,0,null,""]
[null,"CGT","CGT","ST","CGT_4_6_500_6_1_0,3 kW STANDARD","4_6",500,6,"STANDARD",null,"1_0,3 kW",1961,null,null,null,null,null,"/","/","/","/",2051.2363636363634,"3weeks",18.5,0,null,""]
[null,"CGT","CGT","ST","CGT_4_6_560_6_0,5_0,19 kW STANDARD","4_6",560,6,"STANDARD",null,"0,5_0,19 kW",1958,null,null,null,null,null,"/","/","/","/",3842.0545454545454,"to be confirmed",18.5,0,null," PTC VERSION + 347,27 & DELIVERY TIME 7 WEEKS"]
[null,"CGT","CGT","ST","CGT_4_6_560_6_0,66_0,25 kW STANDARD","4_6",560,6,"STANDARD",null,"0,66_0,25 kW",1959,null,null,null,null,null,"/","/","/","/",3472.2363636363634,"to be confirmed",18.5,0,null," PTC VERSION + 347,27 & DELIVERY TIME 7 WEEKS"]
[null,"CGT","CGT","ST","CGT_4_6_560_6_0,78_0,3 kW STANDARD","4_6",560,6,"STANDARD",null,"0,78_0,3 kW",1960,null,null,null,null,null,"/","/","/","/",3472.2363636363634,"to be confirmed",18.5,0,null," PTC VERSION + 347,27 & DELIVERY TIME 7 WEEKS"]
[null,"CGT","CGT","ST","CGT_4_6_560_6_1,5_0,45 kW STANDARD","4_6",560,6,"STANDARD",null,"1,5_0,45 kW",1962,null,null,null,null,null,"/","/","/","/",{"$error":"#VALUE!"},"to be confirmed",18.5,0,null,"IF YOU NEED PRICE CONTACT SALES DEPARTMENT"]
[null,"CGT","CGT","ST","CGT_4_6_560_6_1_0,3 kW STANDARD","4_6",560,6,"STANDARD",null,"1_0,3 kW",1961,null,null,null,null,null,"/","/","/","/",2788.6727272727271,"to be confirmed",18.5,0,null,""]
[null,"CGT","CGT","ST","CGT_4_6_560_6_2,5_0,8 kW STANDARD","4_6",560,6,"STANDARD",null,"2,5_0,8 kW",1963,null,null,null,null,null,"/","/","/","/",2289.0727272727272,"4weeks",22,0,null,""]
[null,"CGT","CGT","ST","CGT_4_6_630_6_0,66_0,25 kW STANDARD","4_6",630,6,"STANDARD",null,"0,66_0,25 kW",1959,null,null,null,null,null,"/","/","/","/",2160.9636363636359,"3weeks",22,0,null,""]
[null,"CGT","CGT","ST","CGT_4_6_630_6_0,78_0,3 kW STANDARD","4_6",630,6,"STANDARD",null,"0,78_0,3 kW",1960,null,null,null,null,null,"/","/","/","/",1235.3272727272724,"to be confirmed",4,0,null,""]
[null,"CGT","CGT","ST","CGT_4_6_630_6_1,5_0,45 kW STANDARD","4_6",630,6,"STANDARD",null,"1,5_0,45 kW",1962,null,null,null,null,null,"/","/","/","/",1204.1636363636362,"3weeks",4,0,null,""]
[null,"CGT","CGT","ST","CGT_4_6_630_6_1_0,3 kW STANDARD","4_6",630,6,"STANDARD",null,"1_0,3 kW",1961,null,null,null,null,null,"/","/","/","/",2017.363636363636,"3weeks",4,0,null," PTC VERSION + 161,82 & DELIVERY TIME 7 WEEKS"]
[null,"CGT","CGT","ST","CGT_4_6_630_6_2,5_0,8 kW STANDARD","4_6",630,6,"STANDARD",null,"2,5_0,8 kW",1963,null,null,null,null,null,"/","/","/","/",1885.890909090909,"3weeks",4,0,null," PTC VERSION + 161,82 & DELIVERY TIME 7 WEEKS"]
[null,"CGT","CGT","ST","CGT_4_6_710_3_0,66_0,25 kW STANDARD","4_6",710,3,"STANDARD",null,"0,66_0,25 kW",1959,null,null,null,null,null,"/","/","/","/",1885.890909090909,"3weeks",4,0,null," PTC VERSION + 161,82 & DELIVERY TIME 7 WEEKS"]
[null,"CGT","CGT","ST","CGT_4_6_710_3_0,78_0,3 kW STANDARD","4_6",710,3,"STANDARD",null,"0,78_0,3 kW",1960,null,null,null,null,null,"/","/","/","/",1520.4181818181817,"3weeks",4,0,null,""]
[null,"CGT","CGT","ST","CGT_4_6_710_3_1,5_0,45 kW STANDARD","4_6",710,3,"STANDARD",null,"1,5_0,45 kW",1962,null,null,null,null,null,"/","/","/","/",1808.1636363636362,"to be confirmed",4,0,null,""]
[null,"CGT","CGT","ST","CGT_4_6_710_3_1_0,3 kW STANDARD","4_6",710,3,"STANDARD",null,"1_0,3 kW",1961,null,null,null,null,null,"/","/","/","/",1254.3090909090909,"3weeks",5.5,0,null,""]
[null,"CGT","CGT","ST","CGT_4_6_710_3_2,5_0,8 kW STANDARD","4_6",710,3,"STANDARD",null,"2,5_0,8 kW",1963,null,null,null,null,null,"/","/","/","/",1292.9999999999998,"to be confirmed",5.5,0,null,""]
[null,"CGT","CGT","ST","CGT_4_6_710_6_1,5_0,45 kW STANDARD","4_6",710,6,"STANDARD",null,"1,5_0,45 kW",1962,null,null,null,null,null,"/","/","/","/",2166.3272727272724,"3weeks",5.5,0,null," PTC VERSION + 187,27 & DELIVERY TIME 7 WEEKS"]
[null,"CGT","CGT","ST","CGT_4_6_710_6_1_0,3 kW STANDARD","4_6",710,6,"STANDARD",null,"1_0,3 kW",1961,null,null,null,null,null,"/","/","/","/",2016.5272727272725,"3weeks",5.5,0,null," PTC VERSION + 187,27 & DELIVERY TIME 7 WEEKS"]
[null,"CGT","CGT","ST","CGT_4_6_710_6_2,5_0,8 kW STANDARD","4_6",710,6,"STANDARD",null,"2,5_0,8 kW",1963,null,null,null,null,null,"/","/","/","/",2016.5272727272725,"3weeks",5.5,0,null," PTC VERSION + 187,27 & DELIVERY TIME 7 WEEKS"]
[null,"CGT","CGT","ST","CGT_4_6_710_6_3_1 kW STANDARD","4_6",710,6,"STANDARD",null,"3_1 kW",1964,null,null,null,null,null,"/","/","/","/",1814.4181818181817,"3weeks",5.5,0,null,""]
[null,"CGT","CGT","ST","CGT_4_6_800_3_1,5_0,45 kW STANDARD","4_6",800,3,"STANDARD",null,"1,5_0,45 kW",1962,null,null,null,null,null,"/","/","/","/",1949.4363636363635,"to be confirmed",5.5,0,null,""]
[null,"CGT","CGT","ST","CGT_4_6_800_3_1_0,3 kW STANDARD","4_6",800,3,"STANDARD",null,"1_0,3 kW",1961,null,null,null,null,null,"/","/","/","/",1314.6363636363635,"3weeks",7.5,0,null,""]
[null,"CGT","CGT","ST","CGT_4_6_800_3_2,5_0,8 kW STANDARD","4_6",800,3,"STANDARD",null,"2,5_0,8 kW",1963,null,null,null,null,null,"/","/","/","/",1362.3636363636363,"4weeks",7.5,0,null,""]
[null,"CGT","CGT","ST","CGT_4_6_800_3_3_1 kW STANDARD","4_6",800,3,"STANDARD",null,"3_1 kW",1964,null,null,null,null,null,"/","/","/","/",2440.1090909090908,"3weeks",7.5,0,null," PTC VERSION + 187,27 & DELIVERY TIME 7 WEEKS"]
[null,"CGT","CGT","ST","CGT_4_6_800_3_4,5_1,5 kW STANDARD","4_6",800,3,"STANDARD",null,"4,5_1,5 kW",1965,null,null,null,null,null,"/","/","/","/",2254.5454545454545,"3weeks",7.5,0,null," PTC VERSION + 187,27 & DELIVERY TIME 7 WEEKS"]
[null,"CGT","CGT","ST","CGT_4_6_800_6_1,5_0,45 kW STANDARD","4_6",800,6,"STANDARD",null,"1,5_0,45 kW",1962,null,null,null,null,null,"/","/","/","/",2254.5454545454545,"3weeks",7.5,0,null," PTC VERSION + 187,27 & DELIVERY TIME 7 WEEKS"]
[null,"CGT","CGT","ST","CGT_4_6_800_6_2,5_0,8 kW STANDARD","4_6",800,6,"STANDARD",null,"2,5_0,8 kW",1963,null,null,null,null,null,"/","/","/","/",1873.2181818181816,"3weeks",7.5,0,null,""]
[null,"CGT","CGT","ST","CGT_4_6_800_6_3_1 kW STANDARD","4_6",800,6,"STANDARD",null,"3_1 kW",1964,null,null,null,null,null,"/","/","/","/",2129.6545454545453,"to be confirmed",7.5,0,null,""]
[null,"CGT","CGT","ST","CGT_4_6_800_6_4,5_1,5 kW STANDARD","4_6",800,6,"STANDARD",null,"4,5_1,5 kW",1965,null,null,null,null,null,"/","/","/","/",1694.2363636363634,"4weeks",11,0,null,""]
[null,"CGT","CGT","ST","CGT_4_6_800_6_6_2 kW STANDARD","4_6",800,6,"STANDARD",null,"6_2 kW",1966,null,null,null,null,null,"/","/","/","/",1629.5818181818181,"3weeks",11,0,null,""]
[null,"CGT","CGT","ST","CGT_4_6_800_9_4,5_1,5 kW STANDARD","4_6",800,9,"STANDARD",null,"4,5_1,5 kW",1965,null,null,null,null,null,"/","/","/","/",2852.5090909090904,"to be confirmed",11,0,null," PTC VERSION + 187,27 & DELIVERY TIME 7 WEEKS"]
[null,"CGT","CGT","ST","CGT_4_6_800_9_6_2 kW STANDARD","4_6",800,9,"STANDARD",null,"6_2 kW",1966,null,null,null,null,null,"/","/","/","/",2617.6,"to be confirmed",11,0,null," PTC VERSION + 187,27 & DELIVERY TIME 7 WEEKS"]
[null,"CGT","CGT","ST","CGT_4_6_900_3_10,5_3,5 kW STANDARD","4_6",900,3,"STANDARD",null,"10,5_3,5 kW",1967,null,null,null,null,null,"/","/","/","/",2617.6,"to be confirmed",11,0,null," PTC VERSION + 187,27 & DELIVERY TIME 7 WEEKS"]
[null,"CGT","CGT","ST","CGT_4_6_900_3_2,5_0,8 kW STANDARD","4_6",900,3,"STANDARD",null,"2,5_0,8 kW",1963,null,null,null,null,null,"/","/","/","/",2424.4909090909091,"3weeks",11,0,null,""]
[null,"CGT","CGT","ST","CGT_4_6_900_3_3_1 kW STANDARD","4_6",900,3,"STANDARD",null,"3_1 kW",1964,null,null,null,null,null,"/","/","/","/",2290.4181818181819,"to be confirmed",11,0,null,""]
[null,"CGT","CGT","ST","CGT_4_6_900_3_4,5_1,5 kW STANDARD","4_6",900,3,"STANDARD",null,"4,5_1,5 kW",1965,null,null,null,null,null,"/","/","/","/",1817.9454545454541,"4weeks",15,0,null,""]
[null,"CGT","CGT","ST","CGT_4_6_900_3_6_2 kW STANDARD","4_6",900,3,"STANDARD",null,"6_2 kW",1966,null,null,null,null,null,"/","/","/","/",1741.0545454545452,"3weeks",15,0,null,""]
[null,"CGT","CGT","ST","CGT_4_6_900_6_10,5_3,5 kW STANDARD","4_6",900,6,"STANDARD",null,"10,5_3,5 kW",1967,null,null,null,null,null,"/","/","/","/",3161.8363636363633,"to be confirmed",15,0,null," PTC VERSION + 187,27 & DELIVERY TIME 7 WEEKS"]
[null,"CGT","CGT","ST","CGT_4_6_900_6_14_4,5 kW STANDARD","4_6",900,6,"STANDARD",null,"14_4,5 kW",4148,null,null,null,null,null,"/","/","/","/",2888.9454545454541,"to be confirmed",15,0,null," PTC VERSION + 187,27 & DELIVERY TIME 7 WEEKS"]
[null,"CGT","CGT","ST","CGT_4_6_900_6_3_1 kW STANDARD","4_6",900,6,"STANDARD",null,"3_1 kW",1964,null,null,null,null,null,"/","/","/","/",2888.9454545454541,"to be confirmed",15,0,null," PTC VERSION + 187,27 & DELIVERY TIME 7 WEEKS"]
[null,"CGT","CGT","ST","CGT_4_6_900_6_4,5_1,5 kW STANDARD","4_6",900,6,"STANDARD",null,"4,5_1,5 kW",1965,null,null,null,null,null,"/","/","/","/",2627.6181818181813,"3weeks",15,0,null,""]
[null,"CGT","CGT","ST","CGT_4_6_900_6_6_2 kW STANDARD","4_6",900,6,"STANDARD",null,"6_2 kW",1966,null,null,null,null,null,"/","/","/","/",2599.6909090909089,"to be confirmed",15,0,null,""]
[null,"CGT","CGT","ST","CGT_4_6_900_9_10,5_3,5 kW STANDARD","4_6",900,9,"STANDARD",null,"10,5_3,5 kW",1967,null,null,null,null,null,"/","/","/","/",2096.6909090909089,"3weeks",18.5,0,null,""]
[null,"CGT","CGT","ST","CGT_4_6_900_9_14_4,5 kW STANDARD","4_6",900,9,"STANDARD",null,"14_4,5 kW",4148,null,null,null,null,null,"/","/","/","/",2212.7272727272725,"4weeks",18.5,0,null,""]
[null,"CGT","CGT","ST","CGT_4_6_900_9_4,5_1,5 kW STANDARD","4_6",900,9,"STANDARD",null,"4,5_1,5 kW",1965,null,null,null,null,null,"/","/","/","/",3887.5090909090909,"to be confirmed",18.5,0,null," PTC VERSION + 347,27 & DELIVERY TIME 7 WEEKS"]
[null,"CGT","CGT","ST","CGT_4_6_900_9_6_2 kW STANDARD","4_6",900,9,"STANDARD",null,"6_2 kW",1966,null,null,null,null,null,"/","/","/","/",3517.6909090909089,"to be confirmed",18.5,0,null," PTC VERSION + 347,27 & DELIVERY TIME 7 WEEKS"]
[null,"CGT","CGT","ST","CGT_4_6_1000_3_10,5_3,5 kW STANDARD","4_6",1000,3,"STANDARD",null,"10,5_3,5 kW",1967,null,null,null,null,null,"/","/","/","/",3517.6909090909089,"to be confirmed",18.5,0,null," PTC VERSION + 347,27 & DELIVERY TIME 7 WEEKS"]
[null,"CGT","CGT","ST","CGT_4_6_1000_3_14_4,5 kW STANDARD","4_6",1000,3,"STANDARD",null,"14_4,5 kW",4148,null,null,null,null,null,"/","/","/","/",{"$error":"#VALUE!"},"to be confirmed",18.5,0,null,"IF YOU NEED PRICE CONTACT SALES DEPARTMENT"]
[null,"CGT","CGT","ST","CGT_4_6_1000_3_2,5_0,8 kW STANDARD","4_6",1000,3,"STANDARD",null,"2,5_0,8 kW",1963,null,null,null,null,null,"/","/","/","/",2834.1272727272726,"to be confirmed",18.5,0,null,""]
[null,"CGT","CGT","ST","CGT_4_6_1000_3_3_1 kW STANDARD","4_6",1000,3,"STANDARD",null,"3_1 kW",1964,null,null,null,null,null,"/","/","/","/",2334.5272727272727,"4weeks",22,0,null,""]
[null,"CGT","CGT","ST","CGT_4_6_1000_3_4,5_1,5 kW STANDARD","4_6",1000,3,"STANDARD",null,"4,5_1,5 kW",1965,null,null,null,null,null,"/","/","/","/",2206.4181818181814,"3weeks",22,0,null,""]
[null,"CGT","CGT","ST","CGT_4_6_1000_3_6_2 kW STANDARD","4_6",1000,3,"STANDARD",null,"6_2 kW",1966,null,null,null,null,null,"/","/","/","/",4441.8363636363638,"to be confirmed",22,0,null," PTC VERSION + 347,27 & DELIVERY TIME 7 WEEKS"]
[null,"CGT","CGT","ST","CGT_4_6_1000_6_10,5_3,5 kW STANDARD","4_6",1000,6,"STANDARD",null,"10,5_3,5 kW",1967,null,null,null,null,null,"/","/","/","/",4000.6909090909089,"to be confirmed",22,0,null," PTC VERSION + 347,27 & DELIVERY TIME 7 WEEKS"]
[null,"CGT","CGT","ST","CGT_4_6_1000_6_14_4,5 kW STANDARD","4_6",1000,6,"STANDARD",null,"14_4,5 kW",4148,null,null,null,null,null,"/","/","/","/",4000.6909090909089,"to be confirmed",22,0,null," PTC VERSION + 347,27 & DELIVERY TIME 7 WEEKS"]
[null,"CGT","CGT","ST","CGT_4_6_1000_6_16_5 kW STANDARD","4_6",1000,6,"STANDARD",null,"16_5 kW",1968,null,null,null,null,null,"/","/","/","/",3924.8727272727274,"to be confirmed",22,0,null,""]
[null,"CGT","CGT","ST","CGT_4_6_1000_6_20_6,5 kW STANDARD","4_6",1000,6,"STANDARD",null,"20_6,5 kW",1969,null,null,null,null,null,"/","/","/","/",3184.6363636363635,"to be confirmed",22,0,null,""]
[null,"CGT","CGT","ST","CGT_4_6_1000_6_20_8,5 kW STANDARD","4_6",1000,6,"STANDARD",null,"20_8,5 kW",4149,null,null,null,null,null,"/","/","/","/",1338.4545454545453,"to be confirmed",5.5,0,null,""]
[null,"CGT","CGT","ST","CGT_4_6_1000_6_4,5_1,5 kW STANDARD","4_6",1000,6,"STANDARD",null,"4,5_1,5 kW",1965,null,null,null,null,null,"/","/","/","/",1299.7636363636364,"3weeks",5.5,0,null,""]
[null,"CGT","CGT","ST","CGT_4_6_1000_6_6_2 kW STANDARD","4_6",1000,6,"STANDARD",null,"6_2 kW",1966,null,null,null,null,null,"/","/","/","/",1360.090909090909,"3weeks",7.5,0,null,""]
[null,"CGT","CGT","ST","CGT_4_6_1000_9_10,5_3,5 kW STANDARD","4_6",1000,9,"STANDARD",null,"10,5_3,5 kW",1967,null,null,null,null,null,"/","/","/","/",1407.8181818181815,"4weeks",7.5,0,null,""]
[null,"CGT","CGT","ST","CGT_4_6_1000_9_14_4,5 kW STANDARD","4_6",1000,9,"STANDARD",null,"14_4,5 kW",4148,null,null,null,null,null,"/","/","/","/",2485.5636363636359,"3weeks",7.5,0,null," PTC VERSION + 187,27 & DELIVERY TIME 7 WEEKS"]
[null,"CGT","CGT","ST","CGT_4_6_1000_9_16_5 kW STANDARD","4_6",1000,9,"STANDARD",null,"16_5 kW",1968,null,null,null,null,null,"/","/","/","/",2300,"3weeks",7.5,0,null," PTC VERSION + 187,27 & DELIVERY TIME 7 WEEKS"]
[null,"CGT","CGT","ST","CGT_4_6_1000_9_20_6,5 kW STANDARD","4_6",1000,9,"STANDARD",null,"20_6,5 kW",1969,null,null,null,null,null,"/","/","/","/",2300,"3weeks",7.5,0,null," PTC VERSION + 187,27 & DELIVERY TIME 7 WEEKS"]
[null,"CGT","CGT","ST","CGT_4_6_1000_9_20_8,5 kW STANDARD","4_6",1000,9,"STANDARD",null,"20_8,5 kW",4149,null,null,null,null,null,"/","/","/","/",1918.6727272727271,"3weeks",7.5,0,null,""]
[null,"CGT","CGT","ST","CGT_4_6_1000_9_6_2 kW STANDARD","4_6",1000,9,"STANDARD",null,"6_2 kW",1966,null,null,null,null,null,"/","/","/","/",2175.1090909090908,"to be confirmed",7.5,0,null,""]
[null,"CGT","CGT","ST","CGT_4_6_1250_3_10,5_3,5 kW STANDARD","4_6",1250,3,"STANDARD",null,"10,5_3,5 kW",1967,null,null,null,null,null,"/","/","/","/",2076.0181818181813,"4weeks",11,0,null,""]
[null,"CGT","CGT","ST","CGT_4_6_1250_3_14_4,5 kW STANDARD","4_6",1250,3,"STANDARD",null,"14_4,5 kW",4148,null,null,null,null,null,"/","/","/","/",2011.3636363636363,"3weeks",11,0,null,""]
[null,"CGT","CGT","ST","CGT_4_6_1250_3_16_5 kW STANDARD","4_6",1250,3,"STANDARD",null,"16_5 kW",1968,null,null,null,null,null,"/","/","/","/",3234.2909090909088,"to be confirmed",11,0,null," PTC VERSION + 187,27 & DELIVERY TIME 7 WEEKS"]
[null,"CGT","CGT","ST","CGT_4_6_1250_3_20_6,5 kW STANDARD","4_6",1250,3,"STANDARD",null,"20_6,5 kW",1969,null,null,null,null,null,"/","/","/","/",2999.3818181818183,"to be confirmed",11,0,null," PTC VERSION + 187,27 & DELIVERY TIME 7 WEEKS"]
[null,"CGT","CGT","ST","CGT_4_6_1250_3_20_8,5 kW STANDARD","4_6",1250,3,"STANDARD",null,"20_8,5 kW",4149,null,null,null,null,null,"/","/","/","/",2999.3818181818183,"to be confirmed",11,0,null," PTC VERSION + 187,27 & DELIVERY TIME 7 WEEKS"]
[null,"CGT","CGT","ST","CGT_4_6_1250_3_23_7,2 kW STANDARD","4_6",1250,3,"STANDARD",null,"23_7,2 kW",1970,null,null,null,null,null,"/","/","/","/",2806.272727272727,"3weeks",11,0,null,""]
[null,"CGT","CGT","ST","CGT_4_6_1250_3_30_9 kW STANDARD","4_6",1250,3,"STANDARD",null,"30_9 kW",1971,null,null,null,null,null,"/","/","/","/",2672.2,"to be confirmed",11,0,null,""]
[null,"CGT","CGT","ST","CGT_4_6_1250_3_6_2 kW STANDARD","4_6",1250,3,"STANDARD",null,"6_2 kW",1966,null,null,null,null,null,"/","/","/","/",2199.7272727272725,"4weeks",15,0,null,""]
[null,"CGT","CGT","ST","CGT_4_6_1250_6_10,5_3,5 kW STANDARD","4_6",1250,6,"STANDARD",null,"10,5_3,5 kW",1967,null,null,null,null,null,"/","/","/","/",2122.8363636363633,"3weeks",15,0,null,""]
[null,"CGT","CGT","ST","CGT_4_6_1250_6_14_4,5 kW STANDARD","4_6",1250,6,"STANDARD",null,"14_4,5 kW",4148,null,null,null,null,null,"/","/","/","/",3543.6181818181817,"to be confirmed",15,0,null," PTC VERSION + 187,27 & DELIVERY TIME 7 WEEKS"]
[null,"CGT","CGT","ST","CGT_4_6_1250_6_16_5 kW STANDARD","4_6",1250,6,"STANDARD",null,"16_5 kW",1968,null,null,null,null,null,"/","/","/","/",3270.7272727272721,"to be confirmed",15,0,null," PTC VERSION + 187,27 & DELIVERY TIME 7 WEEKS"]
[null,"CGT","CGT","ST","CGT_4_6_1250_6_20_6,5 kW STANDARD","4_6",1250,6,"STANDARD",null,"20_6,5 kW",1969,null,null,null,null,null,"/","/","/","/",3270.7272727272721,"to be confirmed",15,0,null," PTC VERSION + 187,27 & DELIVERY TIME 7 WEEKS"]
[null,"CGT","CGT","ST","CGT_4_6_1250_6_20_8,5 kW STANDARD","4_6",1250,6,"STANDARD",null,"20_8,5 kW",4149,null,null,null,null,null,"/","/","/","/",3009.3999999999996,"3weeks",15,0,null,""]
[null,"CGT","CGT","ST","CGT_4_6_1250_6_23_7,2 kW STANDARD","4_6",1250,6,"STANDARD",null,"23_7,2 kW",1970,null,null,null,null,null,"/","/","/","/",2981.4727272727268,"to be confirmed",15,0,null,""]
[null,"CGT","CGT","ST","CGT_4_6_1250_6_30_9 kW STANDARD","4_6",1250,6,"STANDARD",null,"30_9 kW",1971,null,null,null,null,null,"/","/","/","/",2478.4727272727273,"3weeks",18.5,0,null,""]
[null,"CGT","CGT","ST","CGT_4_6_1250_6_34_11 kW STANDARD","4_6",1250,6,"STANDARD",null,"34_11 kW",6265,null,null,null,null,null,"/","/","/","/",2594.5090909090909,"4weeks",18.5,0,null,""]
[null,"CGT","CGT","ST","CGT_4_6_1250_6_42_14 kW STANDARD","4_6",1250,6,"STANDARD",null,"42_14 kW",1972,null,null,null,null,null,"/","/","/","/",4269.2909090909079,"to be confirmed",18.5,0,null," PTC VERSION + 347,27 & DELIVERY TIME 7 WEEKS"]
[null,"CGT","CGT","ST","CGT_4_6_1250_9_14_4,5 kW STANDARD","4_6",1250,9,"STANDARD",null,"14_4,5 kW",4148,null,null,null,null,null,"/","/","/","/",3899.4727272727268,"to be confirmed",18.5,0,null," PTC VERSION + 347,27 & DELIVERY TIME 7 WEEKS"]
[null,"CGT","CGT","ST","CGT_4_6_1250_9_16_5 kW STANDARD","4_6",1250,9,"STANDARD",null,"16_5 kW",1968,null,null,null,null,null,"/","/","/","/",3899.4727272727268,"to be confirmed",18.5,0,null," PTC VERSION + 347,27 & DELIVERY TIME 7 WEEKS"]
[null,"CGT","CGT","ST","CGT_4_6_1250_9_20_6,5 kW STANDARD","4_6",1250,9,"STANDARD",null,"20_6,5 kW",1969,null,null,null,null,null,"/","/","/","/",{"$error":"#VALUE!"},"to be confirmed",18.5,0,null,"IF YOU NEED PRICE CONTACT SALES DEPARTMENT"]
[null,"CGT","CGT","ST","CGT_4_6_1250_9_20_8,5 kW STANDARD","4_6",1250,9,"STANDARD",null,"20_8,5 kW",4149,null,null,null,null,null,"/","/","/","/",3215.9090909090905,"to be confirmed",18.5,0,null,""]
[null,"CGT","CGT","ST","CGT_4_6_1250_9_23_7,2 kW STANDARD","4_6",1250,9,"STANDARD",null,"23_7,2 kW",1970,null,null,null,null,null,"/","/","/","/",2716.3090909090906,"4weeks",22,0,null,""]
[null,"CGT","CGT","ST","CGT_4_6_1250_9_30_9 kW STANDARD","4_6",1250,9,"STANDARD",null,"30_9 kW",1971,null,null,null,null,null,"/","/","/","/",2588.1999999999998,"3weeks",22,0,null,""]
[null,"CGT","CGT","ST","CGT_4_6_1250_9_34_11 kW STANDARD","4_6",1250,9,"STANDARD",null,"34_11 kW",6265,null,null,null,null,null,"/","/","/","/",4823.6181818181813,"to be confirmed",22,0,null," PTC VERSION + 347,27 & DELIVERY TIME 7 WEEKS"]
[null,"CGT","CGT","ST","CGT_4_6_1250_9_42_14 kW STANDARD","4_6",1250,9,"STANDARD",null,"42_14 kW",1972,null,null,null,null,null,"/","/","/","/",4382.4727272727259,"to be confirmed",22,0,null," PTC VERSION + 347,27 & DELIVERY TIME 7 WEEKS"]
[null,"CGT","CGT","ST","CGT_4_8_400_6_0,37_0,09 kW STANDARD","4_8",400,6,"STANDARD",null,"0,37_0,09 kW",1941,null,null,null,null,null,"/","/","/","/",4382.4727272727259,"to be confirmed",22,0,null," PTC VERSION + 347,27 & DELIVERY TIME 7 WEEKS"]
[null,"CGT","CGT","ST","CGT_4_8_500_6_0,55_0,13 kW STANDARD","4_8",500,6,"STANDARD",null,"0,55_0,13 kW",1942,null,null,null,null,null,"/","/","/","/",4306.6545454545449,"to be confirmed",22,0,null,""]
[null,"CGT","CGT","ST","CGT_4_8_500_6_0,75_0,12 kW STANDARD","4_8",500,6,"STANDARD",null,"0,75_0,12 kW",1943,null,null,null,null,null,"/","/","/","/",3566.4181818181814,"to be confirmed",22,0,null,""]
[null,"CGT","CGT","ST","CGT_4_8_500_6_1,1_0,26 kW STANDARD","4_8",500,6,"STANDARD",null,"1,1_0,26 kW",1944,null,null,null,null,null,"/","/","/","/",3244.090909090909,"4weeks",30,0,null,""]
[null,"CGT","CGT","ST","CGT_4_8_560_6_0,55_0,13 kW STANDARD","4_8",560,6,"STANDARD",null,"0,55_0,13 kW",1942,null,null,null,null,null,"/","/","/","/",2901.4181818181814,"3weeks",30,0,null,""]
[null,"CGT","CGT","ST","CGT_4_8_560_6_0,75_0,12 kW STANDARD","4_8",560,6,"STANDARD",null,"0,75_0,12 kW",1943,null,null,null,null,null,"/","/","/","/",5771.0181818181818,"to be confirmed",30,0,null," PTC VERSION + 347,27 & DELIVERY TIME 7 WEEKS"]
[null,"CGT","CGT","ST","CGT_4_8_560_6_1,1_0,26 kW STANDARD","4_8",560,6,"STANDARD",null,"1,1_0,26 kW",1944,null,null,null,null,null,"/","/","/","/",5206.5999999999995,"to be confirmed",30,0,null," PTC VERSION + 347,27 & DELIVERY TIME 7 WEEKS"]
[null,"CGT","CGT","ST","CGT_4_8_560_6_1,7_0,35 kW STANDARD","4_8",560,6,"STANDARD",null,"1,7_0,35 kW",1945,null,null,null,null,null,"/","/","/","/",5206.5999999999995,"to be confirmed",30,0,null," PTC VERSION + 347,27 & DELIVERY TIME 7 WEEKS"]
[null,"CGT","CGT","ST","CGT_4_8_630_6_0,55_0,13 kW STANDARD","4_8",630,6,"STANDARD",null,"0,55_0,13 kW",1942,null,null,null,null,null,"/","/","/","/",{"$error":"#VALUE!"},{"$error":"#N/A"},30,0,null,"IF YOU NEED PRICE CONTACT SALES DEPARTMENT"]
[null,"CGT","CGT","ST","CGT_4_8_630_6_0,75_0,12 kW STANDARD","4_8",630,6,"STANDARD",null,"0,75_0,12 kW",1943,null,null,null,null,null,"/","/","/","/",4682.8545454545447,"to be confirmed",30,0,null,""]
[null,"CGT","CGT","ST","CGT_4_8_630_6_1,1_0,26 kW STANDARD","4_8",630,6,"STANDARD",null,"1,1_0,26 kW",1944,null,null,null,null,null,"/","/","/","/",1741.8727272727272,"3weeks",7.5,0,null,""]
[null,"CGT","CGT","ST","CGT_4_8_630_6_1,7_0,35 kW STANDARD","4_8",630,6,"STANDARD",null,"1,7_0,35 kW",1945,null,null,null,null,null,"/","/","/","/",1789.6,"4weeks",7.5,0,null,""]
[null,"CGT","CGT","ST","CGT_4_8_630_6_2,3_0,5 kW STANDARD","4_8",630,6,"STANDARD",null,"2,3_0,5 kW",1946,null,null,null,null,null,"/","/","/","/",2867.3454545454542,"3weeks",7.5,0,null," PTC VERSION + 187,27 & DELIVERY TIME 7 WEEKS"]
[null,"CGT","CGT","ST","CGT_4_8_630_6_3_0,65 kW STANDARD","4_8",630,6,"STANDARD",null,"3_0,65 kW",1947,null,null,null,null,null,"/","/","/","/",2681.7818181818179,"3weeks",7.5,0,null," PTC VERSION + 187,27 & DELIVERY TIME 7 WEEKS"]
[null,"CGT","CGT","ST","CGT_4_8_710_3_0,55_0,13 kW STANDARD","4_8",710,3,"STANDARD",null,"0,55_0,13 kW",1942,null,null,null,null,null,"/","/","/","/",2681.7818181818179,"3weeks",7.5,0,null," PTC VERSION + 187,27 & DELIVERY TIME 7 WEEKS"]
[null,"CGT","CGT","ST","CGT_4_8_710_3_0,75_0,12 kW STANDARD","4_8",710,3,"STANDARD",null,"0,75_0,12 kW",1943,null,null,null,null,null,"/","/","/","/",2300.4545454545455,"3weeks",7.5,0,null,""]
[null,"CGT","CGT","ST","CGT_4_8_710_3_1,1_0,26 kW STANDARD","4_8",710,3,"STANDARD",null,"1,1_0,26 kW",1944,null,null,null,null,null,"/","/","/","/",2556.8909090909087,"to be confirmed",7.5,0,null,""]
[null,"CGT","CGT","ST","CGT_4_8_710_3_1,7_0,35 kW STANDARD","4_8",710,3,"STANDARD",null,"1,7_0,35 kW",1945,null,null,null,null,null,"/","/","/","/",2250.6363636363635,"4weeks",15,0,null,""]
[null,"CGT","CGT","ST","CGT_4_8_710_3_2,3_0,5 kW STANDARD","4_8",710,3,"STANDARD",null,"2,3_0,5 kW",1946,null,null,null,null,null,"/","/","/","/",2173.7454545454543,"3weeks",15,0,null,""]
[null,"CGT","CGT","ST","CGT_4_8_710_3_3_0,65 kW STANDARD","4_8",710,3,"STANDARD",null,"3_0,65 kW",1947,null,null,null,null,null,"/","/","/","/",3594.5272727272722,"to be confirmed",15,0,null," PTC VERSION + 187,27 & DELIVERY TIME 7 WEEKS"]
[null,"CGT","CGT","ST","CGT_4_8_710_6_1,1_0,26 kW STANDARD","4_8",710,6,"STANDARD",null,"1,1_0,26 kW",1944,null,null,null,null,null,"/","/","/","/",3321.6363636363631,"to be confirmed",15,0,null," PTC VERSION + 187,27 & DELIVERY TIME 7 WEEKS"]
[null,"CGT","CGT","ST","CGT_4_8_710_6_1,7_0,35 kW STANDARD","4_8",710,6,"STANDARD",null,"1,7_0,35 kW",1945,null,null,null,null,null,"/","/","/","/",3321.6363636363631,"to be confirmed",15,0,null," PTC VERSION + 187,27 & DELIVERY TIME 7 WEEKS"]
[null,"CGT","CGT","ST","CGT_4_8_710_6_2,3_0,5 kW STANDARD","4_8",710,6,"STANDARD",null,"2,3_0,5 kW",1946,null,null,null,null,null,"/","/","/","/",3060.3090909090902,"3weeks",15,0,null,""]
[null,"CGT","CGT","ST","CGT_4_8_710_6_3_0,65 kW STANDARD","4_8",710,6,"STANDARD",null,"3_0,65 kW",1947,null,null,null,null,null,"/","/","/","/",3032.3818181818178,"to be confirmed",15,0,null,""]
[null,"CGT","CGT","ST","CGT_4_8_710_6_4_0,75 kW STANDARD","4_8",710,6,"STANDARD",null,"4_0,75 kW",1948,null,null,null,null,null,"/","/","/","/",2645.4181818181814,"4weeks",18.5,0,null,""]
[null,"CGT","CGT","ST","CGT_4_8_800_3_1,1_0,26 kW STANDARD","4_8",800,3,"STANDARD",null,"1,1_0,26 kW",1944,null,null,null,null,null,"/","/","/","/",2529.3818181818183,"3weeks",18.5,0,null,""]
[null,"CGT","CGT","ST","CGT_4_8_800_3_1,7_0,35 kW STANDARD","4_8",800,3,"STANDARD",null,"1,7_0,35 kW",1945,null,null,null,null,null,"/","/","/","/",4320.1999999999989,"to be confirmed",18.5,0,null," PTC VERSION + 347,27 & DELIVERY TIME 7 WEEKS"]
[null,"CGT","CGT","ST","CGT_4_8_800_3_2,3_0,5 kW STANDARD","4_8",800,3,"STANDARD",null,"2,3_0,5 kW",1946,null,null,null,null,null,"/","/","/","/",3950.3818181818178,"to be confirmed",18.5,0,null," PTC VERSION + 347,27 & DELIVERY TIME 7 WEEKS"]
[null,"CGT","CGT","ST","CGT_4_8_800_3_3_0,65 kW STANDARD","4_8",800,3,"STANDARD",null,"3_0,65 kW",1947,null,null,null,null,null,"/","/","/","/",3950.3818181818178,"to be confirmed",18.5,0,null," PTC VERSION + 347,27 & DELIVERY TIME 7 WEEKS"]
[null,"CGT","CGT","ST","CGT_4_8_800_3_4_0,75 kW STANDARD","4_8",800,3,"STANDARD",null,"4_0,75 kW",1948,null,null,null,null,null,"/","/","/","/",{"$error":"#VALUE!"},"to be confirmed",18.5,0,null,"IF YOU NEED PRICE CONTACT SALES DEPARTMENT"]
[null,"CGT","CGT","ST","CGT_4_8_800_6_1,7_0,35 kW STANDARD","4_8",800,6,"STANDARD",null,"1,7_0,35 kW",1945,null,null,null,null,null,"/","/","/","/",3266.8181818181815,"to be confirmed",18.5,0,null,""]
[null,"CGT","CGT","ST","CGT_4_8_800_6_2,3_0,5 kW STANDARD","4_8",800,6,"STANDARD",null,"2,3_0,5 kW",1946,null,null,null,null,null,"/","/","/","/",2639.1090909090908,"3weeks",22,0,null,""]
[null,"CGT","CGT","ST","CGT_4_8_800_6_3_0,65 kW STANDARD","4_8",800,6,"STANDARD",null,"3_0,65 kW",1947,null,null,null,null,null,"/","/","/","/",2767.2181818181816,"4weeks",22,0,null,""]
[null,"CGT","CGT","ST","CGT_4_8_800_6_4_0,75 kW STANDARD","4_8",800,6,"STANDARD",null,"4_0,75 kW",1948,null,null,null,null,null,"/","/","/","/",4874.5272727272722,"to be confirmed",22,0,null," PTC VERSION + 347,27 & DELIVERY TIME 7 WEEKS"]
[null,"CGT","CGT","ST","CGT_4_8_800_6_5_1 kW STANDARD","4_8",800,6,"STANDARD",null,"5_1 kW",5949,null,null,null,null,null,"/","/","/","/",4433.3818181818169,"to be confirmed",22,0,null," PTC VERSION + 347,27 & DELIVERY TIME 7 WEEKS"]
[null,"CGT","CGT","ST","CGT_4_8_800_6_5_1,3 kW STANDARD","4_8",800,6,"STANDARD",null,"5_1,3 kW",4141,null,null,null,null,null,"/","/","/","/",4433.3818181818169,"to be confirmed",22,0,null," PTC VERSION + 347,27 & DELIVERY TIME 7 WEEKS"]
[null,"CGT","CGT","ST","CGT_4_8_800_6_6,8_1,4 kW STANDARD","4_8",800,6,"STANDARD",null,"6,8_1,4 kW",1949,null,null,null,null,null,"/","/","/","/",4357.5636363636359,"to be confirmed",22,0,null,""]
[null,"CGT","CGT","ST","CGT_4_8_800_9_3_0,65 kW STANDARD","4_8",800,9,"STANDARD",null,"3_0,65 kW",1947,null,null,null,null,null,"/","/","/","/",3617.3272727272724,"to be confirmed",22,0,null,""]
[null,"CGT","CGT","ST","CGT_4_8_800_9_4_0,75 kW STANDARD","4_8",800,9,"STANDARD",null,"4_0,75 kW",1948,null,null,null,null,null,"/","/","/","/",3294.9999999999995,"4weeks",30,0,null,""]
[null,"CGT","CGT","ST","CGT_4_8_800_9_5_1 kW STANDARD","4_8",800,9,"STANDARD",null,"5_1 kW",5949,null,null,null,null,null,"/","/","/","/",2952.3272727272724,"3weeks",30,0,null,""]
[null,"CGT","CGT","ST","CGT_4_8_800_9_5_1,3 kW STANDARD","4_8",800,9,"STANDARD",null,"5_1,3 kW",4141,null,null,null,null,null,"/","/","/","/",5821.9272727272728,"to be confirmed",30,0,null," PTC VERSION + 347,27 & DELIVERY TIME 7 WEEKS"]
[null,"CGT","CGT","ST","CGT_4_8_800_9_6,8_1,4 kW STANDARD","4_8",800,9,"STANDARD",null,"6,8_1,4 kW",1949,null,null,null,null,null,"/","/","/","/",5257.5090909090904,"to be confirmed",30,0,null," PTC VERSION + 347,27 & DELIVERY TIME 7 WEEKS"]
[null,"CGT","CGT","ST","CGT_4_8_800_9_8,4_2,05 kW STANDARD","4_8",800,9,"STANDARD",null,"8,4_2,05 kW",1950,null,null,null,null,null,"/","/","/","/",5257.5090909090904,"to be confirmed",30,0,null," PTC VERSION + 347,27 & DELIVERY TIME 7 WEEKS"]
[null,"CGT","CGT","ST","CGT_4_8_900_3_2,3_0,5 kW STANDARD","4_8",900,3,"STANDARD",null,"2,3_0,5 kW",1946,null,null,null,null,null,"/","/","/","/",{"$error":"#VALUE!"},{"$error":"#N/A"},30,0,null,"IF YOU NEED PRICE CONTACT SALES DEPARTMENT"]
[null,"CGT","CGT","ST","CGT_4_8_900_3_3_0,65 kW STANDARD","4_8",900,3,"STANDARD",null,"3_0,65 kW",1947,null,null,null,null,null,"/","/","/","/",4733.7636363636357,"to be confirmed",30,0,null,""]
[null,"CGT","CGT","ST","CGT_4_8_900_3_4_0,75 kW STANDARD","4_8",900,3,"STANDARD",null,"4_0,75 kW",1948,null,null,null,null,null,"/","/","/","/",3486.7454545454543,"4weeks",37,0,null,""]
[null,"CGT","CGT","ST","CGT_4_8_900_3_5_1 kW STANDARD","4_8",900,3,"STANDARD",null,"5_1 kW",5949,null,null,null,null,null,"/","/","/","/",3667.8363636363633,"4weeks",37,0,null,""]
[null,"CGT","CGT","ST","CGT_4_8_900_3_5_1,3 kW STANDARD","4_8",900,3,"STANDARD",null,"5_1,3 kW",4141,null,null,null,null,null,"/","/","/","/",6811.9454545454537,"to be confirmed",37,0,null," PTC VERSION + 347,27 & DELIVERY TIME 7 WEEKS"]
[null,"CGT","CGT","ST","CGT_4_8_900_3_6,8_1,4 kW STANDARD","4_8",900,3,"STANDARD",null,"6,8_1,4 kW",1949,null,null,null,null,null,"/","/","/","/",6118.0727272727263,"to be confirmed",37,0,null," PTC VERSION + 347,27 & DELIVERY TIME 7 WEEKS"]
[null,"CGT","CGT","ST","CGT_4_8_900_3_8,4_2,05 kW STANDARD","4_8",900,3,"STANDARD",null,"8,4_2,05 kW",1950,null,null,null,null,null,"/","/","/","/",6118.0727272727263,"to be confirmed",37,0,null," PTC VERSION + 347,27 & DELIVERY TIME 7 WEEKS"]
[null,"CGT","CGT","ST","CGT_4_8_900_6_10,5_2,2 kW STANDARD","4_8",900,6,"STANDARD",null,"10,5_2,2 kW",1951,null,null,null,null,null,"/","/","/","/",{"$error":"#VALUE!"},{"$error":"#N/A"},37,0,null,"IF YOU NEED PRICE CONTACT SALES DEPARTMENT"]
[null,"CGT","CGT","ST","CGT_4_8_900_6_15,5_2,7 kW STANDARD","4_8",900,6,"STANDARD",null,"15,5_2,7 kW",1952,null,null,null,null,null,"/","/","/","/",5317.9454545454537,"to be confirmed",37,0,null,""]
[null,"CGT","CGT","ST","CGT_4_8_900_6_3_0,65 kW STANDARD","4_8",900,6,"STANDARD",null,"3_0,65 kW",1947,null,null,null,null,null,"/","/","/","/",3976.4909090909082,"4weeks",45,0,null,""]
[null,"CGT","CGT","ST","CGT_4_8_900_6_4_0,75 kW STANDARD","4_8",900,6,"STANDARD",null,"4_0,75 kW",1948,null,null,null,null,null,"/","/","/","/",3769.9090909090901,"4weeks",45,0,null,""]
[null,"CGT","CGT","ST","CGT_4_8_900_6_5_1 kW STANDARD","4_8",900,6,"STANDARD",null,"5_1 kW",5949,null,null,null,null,null,"/","/","/","/",7543.0363636363636,"to be confirmed",45,0,null," PTC VERSION + 347,27 & DELIVERY TIME 7 WEEKS"]
[null,"CGT","CGT","ST","CGT_4_8_900_6_5_1,3 kW STANDARD","4_8",900,6,"STANDARD",null,"5_1,3 kW",4141,null,null,null,null,null,"/","/","/","/",6753.7999999999993,"to be confirmed",45,0,null," PTC VERSION + 347,27 & DELIVERY TIME 7 WEEKS"]
[null,"CGT","CGT","ST","CGT_4_8_900_6_6,8_1,4 kW STANDARD","4_8",900,6,"STANDARD",null,"6,8_1,4 kW",1949,null,null,null,null,null,"/","/","/","/",6753.7999999999993,"to be confirmed",45,0,null," PTC VERSION + 347,27 & DELIVERY TIME 7 WEEKS"]
[null,"CGT","CGT","ST","CGT_4_8_900_6_8,4_2,05 kW STANDARD","4_8",900,6,"STANDARD",null,"8,4_2,05 kW",1950,null,null,null,null,null,"/","/","/","/",{"$error":"#VALUE!"},{"$error":"#N/A"},45,0,null,"IF YOU NEED PRICE CONTACT SALES DEPARTMENT"]
[null,"CGT","CGT","ST","CGT_4_8_900_9_10,5_2,2 kW STANDARD","4_8",900,9,"STANDARD",null,"10,5_2,2 kW",1951,null,null,null,null,null,"/","/","/","/",5990.7090909090912,"to be confirmed",45,0,null,""]
[null,"CGT","CGT","ST","CGT_4_8_900_9_15,5_2,7 kW STANDARD","4_8",900,9,"STANDARD",null,"15,5_2,7 kW",1952,null,null,null,null,null,"/","/","/","/",2250.1090909090908,"3weeks",15,0,null,""]
[null,"CGT","CGT","ST","CGT_4_8_900_9_4_0,75 kW STANDARD","4_8",900,9,"STANDARD",null,"4_0,75 kW",1948,null,null,null,null,null,"/","/","/","/",2326.9999999999995,"4weeks",15,0,null,""]
[null,"CGT","CGT","ST","CGT_4_8_900_9_5_1 kW STANDARD","4_8",900,9,"STANDARD",null,"5_1 kW",5949,null,null,null,null,null,"/","/","/","/",3670.8909090909087,"to be confirmed",15,0,null," PTC VERSION + 187,27 & DELIVERY TIME 7 WEEKS"]
[null,"CGT","CGT","ST","CGT_4_8_900_9_5_1,3 kW STANDARD","4_8",900,9,"STANDARD",null,"5_1,3 kW",4141,null,null,null,null,null,"/","/","/","/",3397.9999999999995,"to be confirmed",15,0,null," PTC VERSION + 187,27 & DELIVERY TIME 7 WEEKS"]
[null,"CGT","CGT","ST","CGT_4_8_900_9_6,8_1,4 kW STANDARD","4_8",900,9,"STANDARD",null,"6,8_1,4 kW",1949,null,null,null,null,null,"/","/","/","/",3136.6727272727267,"3weeks",15,0,null,""]
[null,"CGT","CGT","ST","CGT_4_8_900_9_8,4_2,05 kW STANDARD","4_8",900,9,"STANDARD",null,"8,4_2,05 kW",1950,null,null,null,null,null,"/","/","/","/",3108.7454545454543,"to be confirmed",15,0,null,""]
[null,"CGT","CGT","ST","CGT_4_8_1000_3_10,5_2,2 kW STANDARD","4_8",1000,3,"STANDARD",null,"10,5_2,2 kW",1951,null,null,null,null,null,"/","/","/","/",2605.7454545454543,"3weeks",18.5,0,null,""]
[null,"CGT","CGT","ST","CGT_4_8_1000_3_15,5_2,7 kW STANDARD","4_8",1000,3,"STANDARD",null,"15,5_2,7 kW",1952,null,null,null,null,null,"/","/","/","/",2721.7818181818179,"4weeks",18.5,0,null,""]
[null,"CGT","CGT","ST","CGT_4_8_1000_3_2,3_0,5 kW STANDARD","4_8",1000,3,"STANDARD",null,"2,3_0,5 kW",1946,null,null,null,null,null,"/","/","/","/",4396.5636363636359,"to be confirmed",18.5,0,null," PTC VERSION + 347,27 & DELIVERY TIME 7 WEEKS"]
[null,"CGT","CGT","ST","CGT_4_8_1000_3_3_0,65 kW STANDARD","4_8",1000,3,"STANDARD",null,"3_0,65 kW",1947,null,null,null,null,null,"/","/","/","/",4026.7454545454543,"to be confirmed",18.5,0,null," PTC VERSION + 347,27 & DELIVERY TIME 7 WEEKS"]
[null,"CGT","CGT","ST","CGT_4_8_1000_3_4_0,75 kW STANDARD","4_8",1000,3,"STANDARD",null,"4_0,75 kW",1948,null,null,null,null,null,"/","/","/","/",4026.7454545454543,"to be confirmed",18.5,0,null," PTC VERSION + 347,27 & DELIVERY TIME 7 WEEKS"]
[null,"CGT","CGT","ST","CGT_4_8_1000_3_5_1 kW STANDARD","4_8",1000,3,"STANDARD",null,"5_1 kW",5949,null,null,null,null,null,"/","/","/","/",{"$error":"#VALUE!"},"to be confirmed",18.5,0,null,"IF YOU NEED PRICE CONTACT SALES DEPARTMENT"]
[null,"CGT","CGT","ST","CGT_4_8_1000_3_5_1,3 kW STANDARD","4_8",1000,3,"STANDARD",null,"5_1,3 kW",4141,null,null,null,null,null,"/","/","/","/",3343.181818181818,"to be confirmed",18.5,0,null,""]
[null,"CGT","CGT","ST","CGT_4_8_1000_3_6,8_1,4 kW STANDARD","4_8",1000,3,"STANDARD",null,"6,8_1,4 kW",1949,null,null,null,null,null,"/","/","/","/",2715.4727272727268,"3weeks",22,0,null,""]
[null,"CGT","CGT","ST","CGT_4_8_1000_3_8,4_2,05 kW STANDARD","4_8",1000,3,"STANDARD",null,"8,4_2,05 kW",1950,null,null,null,null,null,"/","/","/","/",2843.5818181818181,"4weeks",22,0,null,""]
[null,"CGT","CGT","ST","CGT_4_8_1000_6_10,5_2,2 kW STANDARD","4_8",1000,6,"STANDARD",null,"10,5_2,2 kW",1951,null,null,null,null,null,"/","/","/","/",4950.8909090909083,"to be confirmed",22,0,null," PTC VERSION + 347,27 & DELIVERY TIME 7 WEEKS"]
[null,"CGT","CGT","ST","CGT_4_8_1000_6_15,5_2,7 kW STANDARD","4_8",1000,6,"STANDARD",null,"15,5_2,7 kW",1952,null,null,null,null,null,"/","/","/","/",4509.7454545454539,"to be confirmed",22,0,null," PTC VERSION + 347,27 & DELIVERY TIME 7 WEEKS"]
[null,"CGT","CGT","ST","CGT_4_8_1000_6_17_3,4 kW STANDARD","4_8",1000,6,"STANDARD",null,"17_3,4 kW",6263,null,null,null,null,null,"/","/","/","/",4509.7454545454539,"to be confirmed",22,0,null," PTC VERSION + 347,27 & DELIVERY TIME 7 WEEKS"]
[null,"CGT","CGT","ST","CGT_4_8_1000_6_17_4,3 kW STANDARD","4_8",1000,6,"STANDARD",null,"17_4,3 kW",4145,null,null,null,null,null,"/","/","/","/",4433.9272727272719,"to be confirmed",22,0,null,""]
[null,"CGT","CGT","ST","CGT_4_8_1000_6_22_4,4 kW STANDARD","4_8",1000,6,"STANDARD",null,"22_4,4 kW",1953,null,null,null,null,null,"/","/","/","/",3693.6909090909089,"to be confirmed",22,0,null,""]
[null,"CGT","CGT","ST","CGT_4_8_1000_6_4_0,75 kW STANDARD","4_8",1000,6,"STANDARD",null,"4_0,75 kW",1948,null,null,null,null,null,"/","/","/","/",3371.363636363636,"4weeks",30,0,null,""]
[null,"CGT","CGT","ST","CGT_4_8_1000_6_5_1 kW STANDARD","4_8",1000,6,"STANDARD",null,"5_1 kW",5949,null,null,null,null,null,"/","/","/","/",3028.6909090909089,"3weeks",30,0,null,""]
[null,"CGT","CGT","ST","CGT_4_8_1000_6_5_1,3 kW STANDARD","4_8",1000,6,"STANDARD",null,"5_1,3 kW",4141,null,null,null,null,null,"/","/","/","/",5898.2909090909097,"to be confirmed",30,0,null," PTC VERSION + 347,27 & DELIVERY TIME 7 WEEKS"]
[null,"CGT","CGT","ST","CGT_4_8_1000_6_6,8_1,4 kW STANDARD","4_8",1000,6,"STANDARD",null,"6,8_1,4 kW",1949,null,null,null,null,null,"/","/","/","/",5333.8727272727274,"to be confirmed",30,0,null," PTC VERSION + 347,27 & DELIVERY TIME 7 WEEKS"]
[null,"CGT","CGT","ST","CGT_4_8_1000_6_8,4_2,05 kW STANDARD","4_8",1000,6,"STANDARD",null,"8,4_2,05 kW",1950,null,null,null,null,null,"/","/","/","/",5333.8727272727274,"to be confirmed",30,0,null," PTC VERSION + 347,27 & DELIVERY TIME 7 WEEKS"]
[null,"CGT","CGT","ST","CGT_4_8_1000_9_10,5_2,2 kW STANDARD","4_8",1000,9,"STANDARD",null,"10,5_2,2 kW",1951,null,null,null,null,null,"/","/","/","/",{"$error":"#VALUE!"},{"$error":"#N/A"},30,0,null,"IF YOU NEED PRICE CONTACT SALES DEPARTMENT"]
[null,"CGT","CGT","ST","CGT_4_8_1000_9_15,5_2,7 kW STANDARD","4_8",1000,9,"STANDARD",null,"15,5_2,7 kW",1952,null,null,null,null,null,"/","/","/","/",4810.1272727272717,"to be confirmed",30,0,null,""]
[null,"CGT","CGT","ST","CGT_4_8_1000_9_17_3,4 kW STANDARD","4_8",1000,9,"STANDARD",null,"17_3,4 kW",6263,null,null,null,null,null,"/","/","/","/",3744.2,"4weeks",37,0,null,""]
[null,"CGT","CGT","ST","CGT_4_8_1000_9_17_4,3 kW STANDARD","4_8",1000,9,"STANDARD",null,"17_4,3 kW",4145,null,null,null,null,null,"/","/","/","/",3563.1090909090908,"4weeks",37,0,null,""]
[null,"CGT","CGT","ST","CGT_4_8_1000_9_22_4,4 kW STANDARD","4_8",1000,9,"STANDARD",null,"22_4,4 kW",1953,null,null,null,null,null,"/","/","/","/",6888.3090909090897,"to be confirmed",37,0,null," PTC VERSION + 347,27 & DELIVERY TIME 7 WEEKS"]
[null,"CGT","CGT","ST","CGT_4_8_1000_9_6,8_1,4 kW STANDARD","4_8",1000,9,"STANDARD",null,"6,8_1,4 kW",1949,null,null,null,null,null,"/","/","/","/",6194.4363636363623,"to be confirmed",37,0,null," PTC VERSION + 347,27 & DELIVERY TIME 7 WEEKS"]
[null,"CGT","CGT","ST","CGT_4_8_1000_9_8,4_2,05 kW STANDARD","4_8",1000,9,"STANDARD",null,"8,4_2,05 kW",1950,null,null,null,null,null,"/","/","/","/",6194.4363636363623,"to be confirmed",37,0,null," PTC VERSION + 347,27 & DELIVERY TIME 7 WEEKS"]
[null,"CGT","CGT","ST","CGT_4_8_1250_3_10,5_2,2 kW STANDARD","4_8",1250,3,"STANDARD",null,"10,5_2,2 kW",1951,null,null,null,null,null,"/","/","/","/",{"$error":"#VALUE!"},{"$error":"#N/A"},37,0,null,"IF YOU NEED PRICE CONTACT SALES DEPARTMENT"]
[null,"CGT","CGT","ST","CGT_4_8_1250_3_15,5_2,7 kW STANDARD","4_8",1250,3,"STANDARD",null,"15,5_2,7 kW",1952,null,null,null,null,null,"/","/","/","/",5394.3090909090906,"to be confirmed",37,0,null,""]
[null,"CGT","CGT","ST","CGT_4_8_1250_3_17_3,4 kW STANDARD","4_8",1250,3,"STANDARD",null,"17_3,4 kW",6263,null,null,null,null,null,"/","/","/","/",3846.2727272727266,"4weeks",45,0,null,""]
[null,"CGT","CGT","ST","CGT_4_8_1250_3_17_4,3 kW STANDARD","4_8",1250,3,"STANDARD",null,"17_4,3 kW",4145,null,null,null,null,null,"/","/","/","/",4052.8545454545447,"4weeks",45,0,null,""]
[null,"CGT","CGT","ST","CGT_4_8_1250_3_22_4,4 kW STANDARD","4_8",1250,3,"STANDARD",null,"22_4,4 kW",1953,null,null,null,null,null,"/","/","/","/",7619.4,"to be confirmed",45,0,null," PTC VERSION + 347,27 & DELIVERY TIME 7 WEEKS"]
[null,"CGT","CGT","ST","CGT_4_8_1250_3_33_8 kW STANDARD","4_8",1250,3,"STANDARD",null,"33_8 kW",1954,null,null,null,null,null,"/","/","/","/",6830.1636363636362,"to be confirmed",45,0,null," PTC VERSION + 347,27 & DELIVERY TIME 7 WEEKS"]
[null,"CGT","CGT","ST","CGT_4_8_1250_3_5_1 kW STANDARD","4_8",1250,3,"STANDARD",null,"5_1 kW",5949,null,null,null,null,null,"/","/","/","/",6830.1636363636362,"to be confirmed",45,0,null," PTC VERSION + 347,27 & DELIVERY TIME 7 WEEKS"]
[null,"CGT","CGT","ST","CGT_4_8_1250_3_5_1,3 kW STANDARD","4_8",1250,3,"STANDARD",null,"5_1,3 kW",4141,null,null,null,null,null,"/","/","/","/",{"$error":"#VALUE!"},{"$error":"#N/A"},45,0,null,"IF YOU NEED PRICE CONTACT SALES DEPARTMENT"]
[null,"CGT","CGT","ST","CGT_4_8_1250_3_6,8_1,4 kW STANDARD","4_8",1250,3,"STANDARD",null,"6,8_1,4 kW",1949,null,null,null,null,null,"/","/","/","/",6067.0727272727272,"to be confirmed",45,0,null,""]
[null,"CGT","CGT","ST","CGT_4_8_1250_3_8,4_2,05 kW STANDARD","4_8",1250,3,"STANDARD",null,"8,4_2,05 kW",1950,null,null,null,null,null,"/","/","/","/",397.07272727272721,"3weeks",0.25,0,null,""]
[null,"CGT","CGT","ST","CGT_4_8_1250_6_10,5_2,2 kW STANDARD","4_8",1250,6,"STANDARD",null,"10,5_2,2 kW",1951,null,null,null,null,null,"/","/","/","/",417.47272727272724,"3weeks",0.37,0,null,""]
[null,"CGT","CGT","ST","CGT_4_8_1250_6_15,5_2,7 kW STANDARD","4_8",1250,6,"STANDARD",null,"15,5_2,7 kW",1952,null,null,null,null,null,"/","/","/","/",740.03636363636349,"3weeks",0.37,0,null," PTC VERSION + 134,55 & DELIVERY TIME 7 WEEKS"]
[null,"CGT","CGT","ST","CGT_4_8_1250_6_17_3,4 kW STANDARD","4_8",1250,6,"STANDARD",null,"17_3,4 kW",6263,null,null,null,null,null,"/","/","/","/",689.27272727272725,"3weeks",0.37,0,null," PTC VERSION + 134,55 & DELIVERY TIME 7 WEEKS"]
[null,"CGT","CGT","ST","CGT_4_8_1250_6_17_4,3 kW STANDARD","4_8",1250,6,"STANDARD",null,"17_4,3 kW",4145,null,null,null,null,null,"/","/","/","/",689.27272727272725,"3weeks",0.37,0,null," PTC VERSION + 134,55 & DELIVERY TIME 7 WEEKS"]
[null,"CGT","CGT","ST","CGT_4_8_1250_6_22_4,4 kW STANDARD","4_8",1250,6,"STANDARD",null,"22_4,4 kW",1953,null,null,null,null,null,"/","/","/","/",419.12727272727273,"3weeks",0.55000000000000004,0,null,""]
[null,"CGT","CGT","ST","CGT_4_8_1250_6_33_8 kW STANDARD","4_8",1250,6,"STANDARD",null,"33_8 kW",1954,null,null,null,null,null,"/","/","/","/",743.49090909090899,"3weeks",0.55000000000000004,0,null," PTC VERSION + 134,55 & DELIVERY TIME 7 WEEKS"]
[null,"CGT","CGT","ST","CGT_4_8_1250_6_42_10 kW STANDARD","4_8",1250,6,"STANDARD",null,"42_10 kW",1955,null,null,null,null,null,"/","/","/","/",708.4,"3weeks",0.55000000000000004,0,null," PTC VERSION + 134,55 & DELIVERY TIME 7 WEEKS"]
[null,"CGT","CGT","ST","CGT_4_8_1250_6_50_11 kW STANDARD","4_8",1250,6,"STANDARD",null,"50_11 kW",1956,null,null,null,null,null,"/","/","/","/",708.4,"3weeks",0.55000000000000004,0,null," PTC VERSION + 134,55 & DELIVERY TIME 7 WEEKS"]
[null,"CGT","CGT","ST","CGT_4_8_1250_9_15,5_2,7 kW STANDARD","4_8",1250,9,"STANDARD",null,"15,5_2,7 kW",1952,null,null,null,null,null,"/","/","/","/",536.81818181818176,"3weeks",0.55000000000000004,0,null,""]
[null,"CGT","CGT","ST","CGT_4_8_1250_9_17_3,4 kW STANDARD","4_8",1250,9,"STANDARD",null,"17_3,4 kW",6263,null,null,null,null,null,"/","/","/","/",771.19999999999993,"to be confirmed",0.55000000000000004,0,null,""]
[null,"CGT","CGT","ST","CGT_4_8_1250_9_17_4,3 kW STANDARD","4_8",1250,9,"STANDARD",null,"17_4,3 kW",4145,null,null,null,null,null,"/","/","/","/",433.69090909090903,"3weeks",0.55000000000000004,0,null,""]
[null,"CGT","CGT","ST","CGT_4_8_1250_9_22_4,4 kW STANDARD","4_8",1250,9,"STANDARD",null,"22_4,4 kW",1953,null,null,null,null,null,"/","/","/","/",758.05454545454529,"3weeks",0.55000000000000004,0,null," PTC VERSION + 134,55 & DELIVERY TIME 7 WEEKS"]
[null,"CGT","CGT","ST","CGT_4_8_1250_9_33_8 kW STANDARD","4_8",1250,9,"STANDARD",null,"33_8 kW",1954,null,null,null,null,null,"/","/","/","/",722.96363636363628,"3weeks",0.55000000000000004,0,null," PTC VERSION + 134,55 & DELIVERY TIME 7 WEEKS"]
[null,"CGT","CGT","ST","CGT_4_8_1250_9_42_10 kW STANDARD","4_8",1250,9,"STANDARD",null,"42_10 kW",1955,null,null,null,null,null,"/","/","/","/",722.96363636363628,"3weeks",0.55000000000000004,0,null," PTC VERSION + 134,55 & DELIVERY TIME 7 WEEKS"]
[null,"CGT","CGT","ST","CGT_4_8_1250_9_50_11 kW STANDARD","4_8",1250,9,"STANDARD",null,"50_11 kW",1956,null,null,null,null,null,"/","/","/","/",551.38181818181818,"3weeks",0.55000000000000004,0,null,""]
[null,"CGT","CGT","ST","CGT_6_12_560_6_0,4_0,08 kW STANDARD","6_12",560,6,"STANDARD",null,"0,4_0,08 kW",1973,null,null,null,null,null,"/","/","/","/",785.76363636363624,"to be confirmed",0.55000000000000004,0,null,""]
[null,"CGT","CGT","ST","CGT_6_12_630_6_0,4_0,08 kW STANDARD","6_12",630,6,"STANDARD",null,"0,4_0,08 kW",1973,null,null,null,null,null,"/","/","/","/",447.27272727272725,"to be confirmed",0.75,0,null,""]
[null,"CGT","CGT","ST","CGT_6_12_630_6_0,75_0,12 kW STANDARD","6_12",630,6,"STANDARD",null,"0,75_0,12 kW",1974,null,null,null,null,null,"/","/","/","/",436.41818181818178,"3weeks",0.75,0,null,""]
[null,"CGT","CGT","ST","CGT_6_12_710_3_0,4_0,08 kW STANDARD","6_12",710,3,"STANDARD",null,"0,4_0,08 kW",1973,null,null,null,null,null,"/","/","/","/",796.19999999999993,"3weeks",0.75,0,null," PTC VERSION + 134,55 & DELIVERY TIME 7 WEEKS"]
[null,"CGT","CGT","ST","CGT_6_12_710_3_0,75_0,12 kW STANDARD","6_12",710,3,"STANDARD",null,"0,75_0,12 kW",1974,null,null,null,null,null,"/","/","/","/",740.45454545454538,"3weeks",0.75,0,null," PTC VERSION + 134,55 & DELIVERY TIME 7 WEEKS"]
[null,"CGT","CGT","ST","CGT_6_12_710_6_0,4_0,08 kW STANDARD","6_12",710,6,"STANDARD",null,"0,4_0,08 kW",1973,null,null,null,null,null,"/","/","/","/",740.45454545454538,"3weeks",0.75,0,null," PTC VERSION + 134,55 & DELIVERY TIME 7 WEEKS"]
[null,"CGT","CGT","ST","CGT_6_12_710_6_0,75_0,12 kW STANDARD","6_12",710,6,"STANDARD",null,"0,75_0,12 kW",1974,null,null,null,null,null,"/","/","/","/",564.07272727272721,"3weeks",0.75,0,null,""]
[null,"CGT","CGT","ST","CGT_6_12_710_6_1,1_0,18 kW STANDARD","6_12",710,6,"STANDARD",null,"1,1_0,18 kW",1975,null,null,null,null,null,"/","/","/","/",806.38181818181806,"to be confirmed",0.75,0,null,""]
[null,"CGT","CGT","ST","CGT_6_12_800_3_0,4_0,08 kW STANDARD","6_12",800,3,"STANDARD",null,"0,4_0,08 kW",1973,null,null,null,null,null,"/","/","/","/",445.32727272727271,"3weeks",1.1000000000000001,0,null,""]
[null,"CGT","CGT","ST","CGT_6_12_800_3_0,75_0,12 kW STANDARD","6_12",800,3,"STANDARD",null,"0,75_0,12 kW",1974,null,null,null,null,null,"/","/","/","/",862.78181818181804,"3weeks",1.1000000000000001,0,null," PTC VERSION + 161,82 & DELIVERY TIME 7 WEEKS"]
[null,"CGT","CGT","ST","CGT_6_12_800_3_1,1_0,18 kW STANDARD","6_12",800,3,"STANDARD",null,"1,1_0,18 kW",1975,null,null,null,null,null,"/","/","/","/",799.5272727272727,"3weeks",1.1000000000000001,0,null," PTC VERSION + 161,82 & DELIVERY TIME 7 WEEKS"]
[null,"CGT","CGT","ST","CGT_6_12_800_6_0,75_0,12 kW STANDARD","6_12",800,6,"STANDARD",null,"0,75_0,12 kW",1974,null,null,null,null,null,"/","/","/","/",799.5272727272727,"3weeks",1.1000000000000001,0,null," PTC VERSION + 161,82 & DELIVERY TIME 7 WEEKS"]
[null,"CGT","CGT","ST","CGT_6_12_800_6_1,1_0,18 kW STANDARD","6_12",800,6,"STANDARD",null,"1,1_0,18 kW",1975,null,null,null,null,null,"/","/","/","/",609.5090909090909,"3weeks",1.1000000000000001,0,null,""]
[null,"CGT","CGT","ST","CGT_6_12_800_6_1,5_0,25 kW STANDARD","6_12",800,6,"STANDARD",null,"1,5_0,25 kW",1976,null,null,null,null,null,"/","/","/","/",856.01818181818169,"to be confirmed",1.1000000000000001,0,null,""]
[null,"CGT","CGT","ST","CGT_6_12_800_6_2,2_0,37 kW STANDARD","6_12",800,6,"STANDARD",null,"2,2_0,37 kW",1977,null,null,null,null,null,"/","/","/","/",488.23636363636354,"3weeks",0.55000000000000004,0,null,""]
[null,"CGT","CGT","ST","CGT_6_12_800_9_0,75_0,12 kW STANDARD","6_12",800,9,"STANDARD",null,"0,75_0,12 kW",1974,null,null,null,null,null,"/","/","/","/",812.5999999999998,"3weeks",0.55000000000000004,0,null," PTC VERSION + 134,55 & DELIVERY TIME 7 WEEKS"]
[null,"CGT","CGT","ST","CGT_6_12_800_9_1,1_0,18 kW STANDARD","6_12",800,9,"STANDARD",null,"1,1_0,18 kW",1975,null,null,null,null,null,"/","/","/","/",777.50909090909079,"3weeks",0.55000000000000004,0,null," PTC VERSION + 134,55 & DELIVERY TIME 7 WEEKS"]
[null,"CGT","CGT","ST","CGT_6_12_800_9_1,5_0,25 kW STANDARD","6_12",800,9,"STANDARD",null,"1,5_0,25 kW",1976,null,null,null,null,null,"/","/","/","/",777.50909090909079,"3weeks",0.55000000000000004,0,null," PTC VERSION + 134,55 & DELIVERY TIME 7 WEEKS"]
[null,"CGT","CGT","ST","CGT_6_12_800_9_2,2_0,37 kW STANDARD","6_12",800,9,"STANDARD",null,"2,2_0,37 kW",1977,null,null,null,null,null,"/","/","/","/",605.92727272727268,"3weeks",0.55000000000000004,0,null,""]
[null,"CGT","CGT","ST","CGT_6_12_800_9_3_0,55 kW STANDARD","6_12",800,9,"STANDARD",null,"3_0,55 kW",1978,null,null,null,null,null,"/","/","/","/",840.30909090909074,"to be confirmed",0.55000000000000004,0,null,""]
[null,"CGT","CGT","ST","CGT_6_12_800_9_4_0,65 kW STANDARD","6_12",800,9,"STANDARD",null,"4_0,65 kW",1979,null,null,null,null,null,"/","/","/","/",501.81818181818176,"to be confirmed",0.75,0,null,""]
[null,"CGT","CGT","ST","CGT_6_12_900_3_1,5_0,25 kW STANDARD","6_12",900,3,"STANDARD",null,"1,5_0,25 kW",1976,null,null,null,null,null,"/","/","/","/",490.96363636363628,"3weeks",0.75,0,null,""]
[null,"CGT","CGT","ST","CGT_6_12_900_6_1,5_0,25 kW STANDARD","6_12",900,6,"STANDARD",null,"1,5_0,25 kW",1976,null,null,null,null,null,"/","/","/","/",850.74545454545444,"3weeks",0.75,0,null," PTC VERSION + 134,55 & DELIVERY TIME 7 WEEKS"]
[null,"CGT","CGT","ST","CGT_6_12_900_6_2,2_0,37 kW STANDARD","6_12",900,6,"STANDARD",null,"2,2_0,37 kW",1977,null,null,null,null,null,"/","/","/","/",794.99999999999989,"3weeks",0.75,0,null," PTC VERSION + 134,55 & DELIVERY TIME 7 WEEKS"]
[null,"CGT","CGT","ST","CGT_6_12_900_6_3_0,55 kW STANDARD","6_12",900,6,"STANDARD",null,"3_0,55 kW",1978,null,null,null,null,null,"/","/","/","/",794.99999999999989,"3weeks",0.75,0,null," PTC VERSION + 134,55 & DELIVERY TIME 7 WEEKS"]
[null,"CGT","CGT","ST","CGT_6_12_900_9_1,5_0,25 kW STANDARD","6_12",900,9,"STANDARD",null,"1,5_0,25 kW",1976,null,null,null,null,null,"/","/","/","/",618.61818181818182,"3weeks",0.75,0,null,""]
[null,"CGT","CGT","ST","CGT_6_12_900_9_2,2_0,37 kW STANDARD","6_12",900,9,"STANDARD",null,"2,2_0,37 kW",1977,null,null,null,null,null,"/","/","/","/",860.92727272727268,"to be confirmed",0.75,0,null,""]
[null,"CGT","CGT","ST","CGT_6_12_900_9_3_0,55 kW STANDARD","6_12",900,9,"STANDARD",null,"3_0,55 kW",1978,null,null,null,null,null,"/","/","/","/",499.87272727272722,"3weeks",1.1000000000000001,0,null,""]
[null,"CGT","CGT","ST","CGT_6_12_1000_3_1,5_0,25 kW STANDARD","6_12",1000,3,"STANDARD",null,"1,5_0,25 kW",1976,null,null,null,null,null,"/","/","/","/",917.32727272727266,"3weeks",1.1000000000000001,0,null," PTC VERSION + 161,82 & DELIVERY TIME 7 WEEKS"]
[null,"CGT","CGT","ST","CGT_6_12_1000_3_2,2_0,37 kW STANDARD","6_12",1000,3,"STANDARD",null,"2,2_0,37 kW",1977,null,null,null,null,null,"/","/","/","/",854.07272727272721,"3weeks",1.1000000000000001,0,null," PTC VERSION + 161,82 & DELIVERY TIME 7 WEEKS"]
[null,"CGT","CGT","ST","CGT_6_12_1000_3_3_0,55 kW STANDARD","6_12",1000,3,"STANDARD",null,"3_0,55 kW",1978,null,null,null,null,null,"/","/","/","/",854.07272727272721,"3weeks",1.1000000000000001,0,null," PTC VERSION + 161,82 & DELIVERY TIME 7 WEEKS"]
[null,"CGT","CGT","ST","CGT_6_12_1000_3_4_0,65 kW STANDARD","6_12",1000,3,"STANDARD",null,"4_0,65 kW",1979,null,null,null,null,null,"/","/","/","/",664.0545454545454,"3weeks",1.1000000000000001,0,null,""]
[null,"CGT","CGT","ST","CGT_6_12_1000_6_1,5_0,25 kW STANDARD","6_12",1000,6,"STANDARD",null,"1,5_0,25 kW",1976,null,null,null,null,null,"/","/","/","/",910.56363636363619,"to be confirmed",1.1000000000000001,0,null,""]
[null,"CGT","CGT","ST","CGT_6_12_1000_6_2,2_0,37 kW STANDARD","6_12",1000,6,"STANDARD",null,"2,2_0,37 kW",1977,null,null,null,null,null,"/","/","/","/",515.0181818181818,"3weeks",1.5,0,null,""]
[null,"CGT","CGT","ST","CGT_6_12_1000_6_3_0,55 kW STANDARD","6_12",1000,6,"STANDARD",null,"3_0,55 kW",1978,null,null,null,null,null,"/","/","/","/",533.32727272727277,"to be confirmed",1.5,0,null,""]
[null,"CGT","CGT","ST","CGT_6_12_1000_6_4_0,65 kW STANDARD","6_12",1000,6,"STANDARD",null,"4_0,65 kW",1979,null,null,null,null,null,"/","/","/","/",972.25454545454534,"3weeks",1.5,0,null," PTC VERSION + 161,82 & DELIVERY TIME 7 WEEKS"]
[null,"CGT","CGT","ST","CGT_6_12_1000_6_5,5_1 kW STANDARD","6_12",1000,6,"STANDARD",null,"5,5_1 kW",1980,null,null,null,null,null,"/","/","/","/",902.34545454545446,"3weeks",1.5,0,null," PTC VERSION + 161,82 & DELIVERY TIME 7 WEEKS"]
[null,"CGT","CGT","ST","CGT_6_12_1000_6_7,5_1,3 kW STANDARD","6_12",1000,6,"STANDARD",null,"7,5_1,3 kW",1981,null,null,null,null,null,"/","/","/","/",902.34545454545446,"3weeks",1.5,0,null," PTC VERSION + 161,82 & DELIVERY TIME 7 WEEKS"]
[null,"CGT","CGT","ST","CGT_6_12_1000_9_1,5_0,25 kW STANDARD","6_12",1000,9,"STANDARD",null,"1,5_0,25 kW",1976,null,null,null,null,null,"/","/","/","/",690.78181818181804,"3weeks",1.5,0,null,""]
[null,"CGT","CGT","ST","CGT_6_12_1000_9_2,2_0,37 kW STANDARD","6_12",1000,9,"STANDARD",null,"2,2_0,37 kW",1977,null,null,null,null,null,"/","/","/","/",960.19999999999993,"to be confirmed",1.5,0,null,""]
[null,"CGT","CGT","ST","CGT_6_12_1000_9_3_0,55 kW STANDARD","6_12",1000,9,"STANDARD",null,"3_0,55 kW",1978,null,null,null,null,null,"/","/","/","/",540.78181818181815,"3weeks",2.2000000000000002,0,null,""]
[null,"CGT","CGT","ST","CGT_6_12_1000_9_4_0,65 kW STANDARD","6_12",1000,9,"STANDARD",null,"4_0,65 kW",1979,null,null,null,null,null,"/","/","/","/",563.47272727272718,"to be confirmed",2.2000000000000002,0,null,""]
[null,"CGT","CGT","ST","CGT_6_12_1000_9_5,5_1 kW STANDARD","6_12",1000,9,"STANDARD",null,"5,5_1 kW",1980,null,null,null,null,null,"/","/","/","/",1028.9272727272726,"to be confirmed",2.2000000000000002,0,null,""]
[null,"CGT","CGT","ST","CGT_6_12_1000_9_7,5_1,3 kW STANDARD","6_12",1000,9,"STANDARD",null,"7,5_1,3 kW",1981,null,null,null,null,null,"/","/","/","/",527.34545454545457,"3weeks",0.75,0,null,""]
[null,"CGT","CGT","ST","CGT_6_12_1250_3_11_1,8 kW STANDARD","6_12",1250,3,"STANDARD",null,"11_1,8 kW",1982,null,null,null,null,null,"/","/","/","/",538.19999999999993,"to be confirmed",0.75,0,null,""]
[null,"CGT","CGT","ST","CGT_6_12_1250_3_2,2_0,37 kW STANDARD","6_12",1250,3,"STANDARD",null,"2,2_0,37 kW",1977,null,null,null,null,null,"/","/","/","/",887.12727272727273,"3weeks",0.75,0,null," PTC VERSION + 134,55 & DELIVERY TIME 7 WEEKS"]
[null,"CGT","CGT","ST","CGT_6_12_1250_3_3_0,55 kW STANDARD","6_12",1250,3,"STANDARD",null,"3_0,55 kW",1978,null,null,null,null,null,"/","/","/","/",831.38181818181818,"3weeks",0.75,0,null," PTC VERSION + 134,55 & DELIVERY TIME 7 WEEKS"]
[null,"CGT","CGT","ST","CGT_6_12_1250_3_4_0,65 kW STANDARD","6_12",1250,3,"STANDARD",null,"4_0,65 kW",1979,null,null,null,null,null,"/","/","/","/",831.38181818181818,"3weeks",0.75,0,null," PTC VERSION + 134,55 & DELIVERY TIME 7 WEEKS"]
[null,"CGT","CGT","ST","CGT_6_12_1250_3_5,5_1 kW STANDARD","6_12",1250,3,"STANDARD",null,"5,5_1 kW",1980,null,null,null,null,null,"/","/","/","/",655,"3weeks",0.75,0,null,""]
[null,"CGT","CGT","ST","CGT_6_12_1250_3_7,5_1,3 kW STANDARD","6_12",1250,3,"STANDARD",null,"7,5_1,3 kW",1981,null,null,null,null,null,"/","/","/","/",897.30909090909086,"to be confirmed",0.75,0,null,""]
[null,"CGT","CGT","ST","CGT_6_12_1250_6_11_1,8 kW STANDARD","6_12",1250,6,"STANDARD",null,"11_1,8 kW",1982,null,null,null,null,null,"/","/","/","/",536.25454545454545,"3weeks",1.1000000000000001,0,null,""]
[null,"CGT","CGT","ST","CGT_6_12_1250_6_15_2,5 kW STANDARD","6_12",1250,6,"STANDARD",null,"15_2,5 kW",1983,null,null,null,null,null,"/","/","/","/",953.70909090909072,"3weeks",1.1000000000000001,0,null," PTC VERSION + 161,82 & DELIVERY TIME 7 WEEKS"]
[null,"CGT","CGT","ST","CGT_6_12_1250_6_4_0,65 kW STANDARD","6_12",1250,6,"STANDARD",null,"4_0,65 kW",1979,null,null,null,null,null,"/","/","/","/",890.4545454545455,"3weeks",1.1000000000000001,0,null," PTC VERSION + 161,82 & DELIVERY TIME 7 WEEKS"]
[null,"CGT","CGT","ST","CGT_6_12_1250_6_5,5_1 kW STANDARD","6_12",1250,6,"STANDARD",null,"5,5_1 kW",1980,null,null,null,null,null,"/","/","/","/",890.4545454545455,"3weeks",1.1000000000000001,0,null," PTC VERSION + 161,82 & DELIVERY TIME 7 WEEKS"]
[null,"CGT","CGT","ST","CGT_6_12_1250_6_7,5_1,3 kW STANDARD","6_12",1250,6,"STANDARD",null,"7,5_1,3 kW",1981,null,null,null,null,null,"/","/","/","/",700.43636363636358,"3weeks",1.1000000000000001,0,null,""]
[null,"CGT","CGT","ST","CGT_6_12_1250_9_11_1,8 kW STANDARD","6_12",1250,9,"STANDARD",null,"11_1,8 kW",1982,null,null,null,null,null,"/","/","/","/",946.94545454545437,"to be confirmed",1.1000000000000001,0,null,""]
[null,"CGT","CGT","ST","CGT_6_12_1250_9_15_2,5 kW STANDARD","6_12",1250,9,"STANDARD",null,"15_2,5 kW",1983,null,null,null,null,null,"/","/","/","/",551.4,"3weeks",1.5,0,null,""]
[null,"CGT","CGT","ST","CGT_6_12_1250_9_18,5_3 kW STANDARD","6_12",1250,9,"STANDARD",null,"18,5_3 kW",1984,null,null,null,null,null,"/","/","/","/",569.70909090909095,"to be confirmed",1.5,0,null,""]
[null,"CGT","CGT","ST","CGT_6_12_1250_9_25_4,5 kW STANDARD","6_12",1250,9,"STANDARD",null,"25_4,5 kW",1985,null,null,null,null,null,"/","/","/","/",1008.6363636363635,"3weeks",1.5,0,null," PTC VERSION + 161,82 & DELIVERY TIME 7 WEEKS"]
[null,"CGT","CGT","ST","CGT_6_12_1250_9_4_0,65 kW STANDARD","6_12",1250,9,"STANDARD",null,"4_0,65 kW",1979,null,null,null,null,null,"/","/","/","/",938.72727272727252,"3weeks",1.5,0,null," PTC VERSION + 161,82 & DELIVERY TIME 7 WEEKS"]
[null,"CGT","CGT","ST","CGT_6_12_1250_9_5,5_1 kW STANDARD","6_12",1250,9,"STANDARD",null,"5,5_1 kW",1980,null,null,null,null,null,"/","/","/","/",938.72727272727252,"3weeks",1.5,0,null," PTC VERSION + 161,82 & DELIVERY TIME 7 WEEKS"]
[null,"CGT","CGT","ST","CGT_6_12_1250_9_7,5_1,3 kW STANDARD","6_12",1250,9,"STANDARD",null,"7,5_1,3 kW",1981,null,null,null,null,null,"/","/","/","/",727.16363636363633,"3weeks",1.5,0,null,""]
[null,"CGT_ATEX_II2GExdIIBT4","CGT_ATEX","II2GExdIIBT4","CGT_ATEX_II2GExdIIBT4_2_400_6_1,1 kW STANDARD",2,400,6,"STANDARD",null,"1,1 kW",6022,null,null,null,null,null,"/","/","/","/",996.58181818181811,"to be confirmed",1.5,0,null,""]
[null,"CGT_ATEX_II2GExdIIBT4","CGT_ATEX","II2GExdIIBT4","CGT_ATEX_II2GExdIIBT4_2_400_6_1,5 kW STANDARD",2,400,6,"STANDARD",null,"1,5 kW",6050,null,null,null,null,null,"/","/","/","/",599.85454545454547,"to be confirmed",2.2000000000000002,0,null,""]
[null,"CGT_ATEX_II2GExdIIBT4","CGT_ATEX","II2GExdIIBT4","CGT_ATEX_II2GExdIIBT4_2_400_6_2,2 kW STANDARD",2,400,6,"STANDARD",null,"2,2 kW",6208,null,null,null,null,null,"/","/","/","/",577.16363636363633,"3weeks",2.2000000000000002,0,null,""]
[null,"CGT_ATEX_II2GExdIIBT4","CGT_ATEX","II2GExdIIBT4","CGT_ATEX_II2GExdIIBT4_2_450_6_1,5 kW STANDARD",2,450,6,"STANDARD",null,"1,5 kW",6050,null,null,null,null,null,"/","/","/","/",1115.981818181818,"3weeks",2.2000000000000002,0,null," PTC VERSION + 161,82 & DELIVERY TIME 7 WEEKS"]
[null,"CGT_ATEX_II2GExdIIBT4","CGT_ATEX","II2GExdIIBT4","CGT_ATEX_II2GExdIIBT4_2_450_6_2,2 kW STANDARD",2,450,6,"STANDARD",null,"2,2 kW",6208,null,null,null,null,null,"/","/","/","/",1031.090909090909,"3weeks",2.2000000000000002,0,null," PTC VERSION + 161,82 & DELIVERY TIME 7 WEEKS"]
[null,"CGT_ATEX_II2GExdIIBT4","CGT_ATEX","II2GExdIIBT4","CGT_ATEX_II2GExdIIBT4_2_450_6_3 kW STANDARD",2,450,6,"STANDARD",null,"3 kW",5867,null,null,null,null,null,"/","/","/","/",1031.090909090909,"3weeks",2.2000000000000002,0,null," PTC VERSION + 161,82 & DELIVERY TIME 7 WEEKS"]
[null,"CGT_ATEX_II2GExdIIBT4","CGT_ATEX","II2GExdIIBT4","CGT_ATEX_II2GExdIIBT4_4_450_6_0,37 kW STANDARD",4,450,6,"STANDARD",null,"0,37 kW",5790,null,null,null,null,null,"/","/","/","/",824.70909090909095,"3weeks",2.2000000000000002,0,null,""]
[null,"CGT_ATEX_II2GExdIIBT4","CGT_ATEX","II2GExdIIBT4","CGT_ATEX_II2GExdIIBT4_4_450_6_0,55 kW STANDARD",4,450,6,"STANDARD",null,"0,55 kW",5858,null,null,null,null,null,"/","/","/","/",1065.3090909090909,"to be confirmed",2.2000000000000002,0,null,""]
[null,"CGT_ATEX_II2GExdIIBT4","CGT_ATEX","II2GExdIIBT4","CGT_ATEX_II2GExdIIBT4_4_500_6_0,55 kW STANDARD",4,500,6,"STANDARD",null,"0,55 kW",5858,null,null,null,null,null,"/","/","/","/",630.0363636363636,"to be confirmed",3,0,null,""]
[null,"CGT_ATEX_II2GExdIIBT4","CGT_ATEX","II2GExdIIBT4","CGT_ATEX_II2GExdIIBT4_4_500_6_0,75 kW STANDARD",4,500,6,"STANDARD",null,"0,75 kW",6245,null,null,null,null,null,"/","/","/","/",602.9636363636364,"3weeks",3,0,null,""]
[null,"CGT_ATEX_II2GExdIIBT4","CGT_ATEX","II2GExdIIBT4","CGT_ATEX_II2GExdIIBT4_4_500_6_1,1 kW STANDARD",4,500,6,"STANDARD",null,"1,1 kW",6027,null,null,null,null,null,"/","/","/","/",1247.4545454545453,"3weeks",3,0,null," PTC VERSION + 161,82 & DELIVERY TIME 7 WEEKS"]
[null,"CGT_ATEX_II2GExdIIBT4","CGT_ATEX","II2GExdIIBT4","CGT_ATEX_II2GExdIIBT4_4_560_6_0,55 kW STANDARD",4,560,6,"STANDARD",null,"0,55 kW",5858,null,null,null,null,null,"/","/","/","/",1145.1090909090908,"3weeks",3,0,null," PTC VERSION + 161,82 & DELIVERY TIME 7 WEEKS"]
[null,"CGT_ATEX_II2GExdIIBT4","CGT_ATEX","II2GExdIIBT4","CGT_ATEX_II2GExdIIBT4_4_560_6_0,75 kW STANDARD",4,560,6,"STANDARD",null,"0,75 kW",6245,null,null,null,null,null,"/","/","/","/",1145.1090909090908,"3weeks",3,0,null," PTC VERSION + 161,82 & DELIVERY TIME 7 WEEKS"]
[null,"CGT_ATEX_II2GExdIIBT4","CGT_ATEX","II2GExdIIBT4","CGT_ATEX_II2GExdIIBT4_4_560_6_1,1 kW STANDARD",4,560,6,"STANDARD",null,"1,1 kW",6027,null,null,null,null,null,"/","/","/","/",851.43636363636358,"3weeks",3,0,null,""]
[null,"CGT_ATEX_II2GExdIIBT4","CGT_ATEX","II2GExdIIBT4","CGT_ATEX_II2GExdIIBT4_4_560_6_1,5 kW STANDARD",4,560,6,"STANDARD",null,"1,5 kW",5905,null,null,null,null,null,"/","/","/","/",1167.6363636363635,"to be confirmed",3,0,null,""]
[null,"CGT_ATEX_II2GExdIIBT4","CGT_ATEX","II2GExdIIBT4","CGT_ATEX_II2GExdIIBT4_4_630_6_0,75 kW STANDARD",4,630,6,"STANDARD",null,"0,75 kW",6245,null,null,null,null,null,"/","/","/","/",549.0545454545454,"to be confirmed",0.75,0,null,""]
[null,"CGT_ATEX_II2GExdIIBT4","CGT_ATEX","II2GExdIIBT4","CGT_ATEX_II2GExdIIBT4_4_630_6_1,1 kW STANDARD",4,630,6,"STANDARD",null,"1,1 kW",6027,null,null,null,null,null,"/","/","/","/",538.19999999999993,"3weeks",0.75,0,null,""]
[null,"CGT_ATEX_II2GExdIIBT4","CGT_ATEX","II2GExdIIBT4","CGT_ATEX_II2GExdIIBT4_4_630_6_1,5 kW STANDARD",4,630,6,"STANDARD",null,"1,5 kW",5905,null,null,null,null,null,"/","/","/","/",897.98181818181808,"3weeks",0.75,0,null," PTC VERSION + 134,55 & DELIVERY TIME 7 WEEKS"]
[null,"CGT_ATEX_II2GExdIIBT4","CGT_ATEX","II2GExdIIBT4","CGT_ATEX_II2GExdIIBT4_4_630_6_2,2 kW STANDARD",4,630,6,"STANDARD",null,"2,2 kW",5991,null,null,null,null,null,"/","/","/","/",842.23636363636365,"3weeks",0.75,0,null," PTC VERSION + 134,55 & DELIVERY TIME 7 WEEKS"]
[null,"CGT_ATEX_II2GExdIIBT4","CGT_ATEX","II2GExdIIBT4","CGT_ATEX_II2GExdIIBT4_4_630_6_3 kW STANDARD",4,630,6,"STANDARD",null,"3 kW",6227,null,null,null,null,null,"/","/","/","/",842.23636363636365,"3weeks",0.75,0,null," PTC VERSION + 134,55 & DELIVERY TIME 7 WEEKS"]
[null,"CGT_ATEX_II2GExdIIBT4","CGT_ATEX","II2GExdIIBT4","CGT_ATEX_II2GExdIIBT4_4_710_3_0,75 kW STANDARD",4,710,3,"STANDARD",null,"0,75 kW",6245,null,null,null,null,null,"/","/","/","/",665.85454545454536,"3weeks",0.75,0,null,""]
[null,"CGT_ATEX_II2GExdIIBT4","CGT_ATEX","II2GExdIIBT4","CGT_ATEX_II2GExdIIBT4_4_710_3_1,1 kW STANDARD",4,710,3,"STANDARD",null,"1,1 kW",6027,null,null,null,null,null,"/","/","/","/",908.16363636363633,"to be confirmed",0.75,0,null,""]
[null,"CGT_ATEX_II2GExdIIBT4","CGT_ATEX","II2GExdIIBT4","CGT_ATEX_II2GExdIIBT4_4_710_3_1,5 kW STANDARD",4,710,3,"STANDARD",null,"1,5 kW",5905,null,null,null,null,null,"/","/","/","/",547.10909090909092,"3weeks",1.1000000000000001,0,null,""]
[null,"CGT_ATEX_II2GExdIIBT4","CGT_ATEX","II2GExdIIBT4","CGT_ATEX_II2GExdIIBT4_4_710_3_2,2 kW STANDARD",4,710,3,"STANDARD",null,"2,2 kW",5991,null,null,null,null,null,"/","/","/","/",964.56363636363631,"3weeks",1.1000000000000001,0,null," PTC VERSION + 161,82 & DELIVERY TIME 7 WEEKS"]
[null,"CGT_ATEX_II2GExdIIBT4","CGT_ATEX","II2GExdIIBT4","CGT_ATEX_II2GExdIIBT4_4_710_3_3 kW STANDARD",4,710,3,"STANDARD",null,"3 kW",6227,null,null,null,null,null,"/","/","/","/",901.30909090909086,"3weeks",1.1000000000000001,0,null," PTC VERSION + 161,82 & DELIVERY TIME 7 WEEKS"]
[null,"CGT_ATEX_II2GExdIIBT4","CGT_ATEX","II2GExdIIBT4","CGT_ATEX_II2GExdIIBT4_4_710_6_1,1 kW STANDARD",4,710,6,"STANDARD",null,"1,1 kW",6027,null,null,null,null,null,"/","/","/","/",901.30909090909086,"3weeks",1.1000000000000001,0,null," PTC VERSION + 161,82 & DELIVERY TIME 7 WEEKS"]
[null,"CGT_ATEX_II2GExdIIBT4","CGT_ATEX","II2GExdIIBT4","CGT_ATEX_II2GExdIIBT4_4_710_6_1,5 kW STANDARD",4,710,6,"STANDARD",null,"1,5 kW",5905,null,null,null,null,null,"/","/","/","/",711.29090909090894,"3weeks",1.1000000000000001,0,null,""]
[null,"CGT_ATEX_II2GExdIIBT4","CGT_ATEX","II2GExdIIBT4","CGT_ATEX_II2GExdIIBT4_4_710_6_2,2 kW STANDARD",4,710,6,"STANDARD",null,"2,2 kW",5991,null,null,null,null,null,"/","/","/","/",957.79999999999984,"to be confirmed",1.1000000000000001,0,null,""]
[null,"CGT_ATEX_II2GExdIIBT4","CGT_ATEX","II2GExdIIBT4","CGT_ATEX_II2GExdIIBT4_4_710_6_3 kW STANDARD",4,710,6,"STANDARD",null,"3 kW",6227,null,null,null,null,null,"/","/","/","/",562.25454545454545,"3weeks",1.5,0,null,""]
[null,"CGT_ATEX_II2GExdIIBT4","CGT_ATEX","II2GExdIIBT4","CGT_ATEX_II2GExdIIBT4_4_710_6_4 kW STANDARD",4,710,6,"STANDARD",null,"4 kW",6146,null,null,null,null,null,"/","/","/","/",580.56363636363631,"to be confirmed",1.5,0,null,""]
[null,"CGT_ATEX_II2GExdIIBT4","CGT_ATEX","II2GExdIIBT4","CGT_ATEX_II2GExdIIBT4_4_800_3_1,1 kW STANDARD",4,800,3,"STANDARD",null,"1,1 kW",6027,null,null,null,null,null,"/","/","/","/",1019.4909090909091,"3weeks",1.5,0,null," PTC VERSION + 161,82 & DELIVERY TIME 7 WEEKS"]
[null,"CGT_ATEX_II2GExdIIBT4","CGT_ATEX","II2GExdIIBT4","CGT_ATEX_II2GExdIIBT4_4_800_3_1,5 kW STANDARD",4,800,3,"STANDARD",null,"1,5 kW",5905,null,null,null,null,null,"/","/","/","/",949.58181818181811,"3weeks",1.5,0,null," PTC VERSION + 161,82 & DELIVERY TIME 7 WEEKS"]
[null,"CGT_ATEX_II2GExdIIBT4","CGT_ATEX","II2GExdIIBT4","CGT_ATEX_II2GExdIIBT4_4_800_3_2,2 kW STANDARD",4,800,3,"STANDARD",null,"2,2 kW",5991,null,null,null,null,null,"/","/","/","/",949.58181818181811,"3weeks",1.5,0,null," PTC VERSION + 161,82 & DELIVERY TIME 7 WEEKS"]
[null,"CGT_ATEX_II2GExdIIBT4","CGT_ATEX","II2GExdIIBT4","CGT_ATEX_II2GExdIIBT4_4_800_3_3 kW STANDARD",4,800,3,"STANDARD",null,"3 kW",6227,null,null,null,null,null,"/","/","/","/",738.01818181818169,"3weeks",1.5,0,null,""]
[null,"CGT_ATEX_II2GExdIIBT4","CGT_ATEX","II2GExdIIBT4","CGT_ATEX_II2GExdIIBT4_4_800_3_4 kW STANDARD",4,800,3,"STANDARD",null,"4 kW",6146,null,null,null,null,null,"/","/","/","/",1007.4363636363636,"to be confirmed",1.5,0,null,""]
[null,"CGT_ATEX_II2GExdIIBT4","CGT_ATEX","II2GExdIIBT4","CGT_ATEX_II2GExdIIBT4_4_800_3_5,5 kW STANDARD",4,800,3,"STANDARD",null,"5,5 kW",6163,null,null,null,null,null,"/","/","/","/",588.01818181818169,"3weeks",2.2000000000000002,0,null,""]
[null,"CGT_ATEX_II2GExdIIBT4","CGT_ATEX","II2GExdIIBT4","CGT_ATEX_II2GExdIIBT4_4_800_6_1,5 kW STANDARD",4,800,6,"STANDARD",null,"1,5 kW",5905,null,null,null,null,null,"/","/","/","/",610.70909090909083,"to be confirmed",2.2000000000000002,0,null,""]
[null,"CGT_ATEX_II2GExdIIBT4","CGT_ATEX","II2GExdIIBT4","CGT_ATEX_II2GExdIIBT4_4_800_6_2,2 kW STANDARD",4,800,6,"STANDARD",null,"2,2 kW",5991,null,null,null,null,null,"/","/","/","/",1126.8363636363636,"3weeks",2.2000000000000002,0,null," PTC VERSION + 161,82 & DELIVERY TIME 7 WEEKS"]
[null,"CGT_ATEX_II2GExdIIBT4","CGT_ATEX","II2GExdIIBT4","CGT_ATEX_II2GExdIIBT4_4_800_6_3 kW STANDARD",4,800,6,"STANDARD",null,"3 kW",6227,null,null,null,null,null,"/","/","/","/",1041.9454545454544,"3weeks",2.2000000000000002,0,null," PTC VERSION + 161,82 & DELIVERY TIME 7 WEEKS"]
[null,"CGT_ATEX_II2GExdIIBT4","CGT_ATEX","II2GExdIIBT4","CGT_ATEX_II2GExdIIBT4_4_800_6_4 kW STANDARD",4,800,6,"STANDARD",null,"4 kW",6146,null,null,null,null,null,"/","/","/","/",1041.9454545454544,"3weeks",2.2000000000000002,0,null," PTC VERSION + 161,82 & DELIVERY TIME 7 WEEKS"]
[null,"CGT_ATEX_II2GExdIIBT4","CGT_ATEX","II2GExdIIBT4","CGT_ATEX_II2GExdIIBT4_4_800_6_5,5 kW STANDARD",4,800,6,"STANDARD",null,"5,5 kW",6163,null,null,null,null,null,"/","/","/","/",835.56363636363631,"3weeks",2.2000000000000002,0,null,""]
[null,"CGT_ATEX_II2GExdIIBT4","CGT_ATEX","II2GExdIIBT4","CGT_ATEX_II2GExdIIBT4_4_800_6_7,5 kW STANDARD",4,800,6,"STANDARD",null,"7,5 kW",6314,null,null,null,null,null,"/","/","/","/",1076.1636363636362,"to be confirmed",2.2000000000000002,0,null,""]
[null,"CGT_ATEX_II2GExdIIBT4","CGT_ATEX","II2GExdIIBT4","CGT_ATEX_II2GExdIIBT4_4_800_9_2,2 kW STANDARD",4,800,9,"STANDARD",null,"2,2 kW",5991,null,null,null,null,null,"/","/","/","/",613.81818181818176,"3weeks",3,0,null,""]
[null,"CGT_ATEX_II2GExdIIBT4","CGT_ATEX","II2GExdIIBT4","CGT_ATEX_II2GExdIIBT4_4_800_9_3 kW STANDARD",4,800,9,"STANDARD",null,"3 kW",6227,null,null,null,null,null,"/","/","/","/",640.89090909090908,"to be confirmed",3,0,null,""]
[null,"CGT_ATEX_II2GExdIIBT4","CGT_ATEX","II2GExdIIBT4","CGT_ATEX_II2GExdIIBT4_4_800_9_4 kW STANDARD",4,800,9,"STANDARD",null,"4 kW",6146,null,null,null,null,null,"/","/","/","/",1258.3090909090906,"3weeks",3,0,null," PTC VERSION + 161,82 & DELIVERY TIME 7 WEEKS"]
[null,"CGT_ATEX_II2GExdIIBT4","CGT_ATEX","II2GExdIIBT4","CGT_ATEX_II2GExdIIBT4_4_800_9_5,5 kW STANDARD",4,800,9,"STANDARD",null,"5,5 kW",6163,null,null,null,null,null,"/","/","/","/",1155.9636363636362,"3weeks",3,0,null," PTC VERSION + 161,82 & DELIVERY TIME 7 WEEKS"]
[null,"CGT_ATEX_II2GExdIIBT4","CGT_ATEX","II2GExdIIBT4","CGT_ATEX_II2GExdIIBT4_4_800_9_7,5 kW STANDARD",4,800,9,"STANDARD",null,"7,5 kW",6314,null,null,null,null,null,"/","/","/","/",1155.9636363636362,"3weeks",3,0,null," PTC VERSION + 161,82 & DELIVERY TIME 7 WEEKS"]
[null,"CGT_ATEX_II2GExdIIBT4","CGT_ATEX","II2GExdIIBT4","CGT_ATEX_II2GExdIIBT4_4_900_3_2,2 kW STANDARD",4,900,3,"STANDARD",null,"2,2 kW",5991,null,null,null,null,null,"/","/","/","/",862.29090909090905,"3weeks",3,0,null,""]
[null,"CGT_ATEX_II2GExdIIBT4","CGT_ATEX","II2GExdIIBT4","CGT_ATEX_II2GExdIIBT4_4_900_3_3 kW STANDARD",4,900,3,"STANDARD",null,"3 kW",6227,null,null,null,null,null,"/","/","/","/",1178.4909090909091,"to be confirmed",3,0,null,""]
[null,"CGT_ATEX_II2GExdIIBT4","CGT_ATEX","II2GExdIIBT4","CGT_ATEX_II2GExdIIBT4_4_900_3_4 kW STANDARD",4,900,3,"STANDARD",null,"4 kW",6146,null,null,null,null,null,"/","/","/","/",594.38181818181806,"3weeks",1.1000000000000001,0,null,""]
[null,"CGT_ATEX_II2GExdIIBT4","CGT_ATEX","II2GExdIIBT4","CGT_ATEX_II2GExdIIBT4_4_900_3_5,5 kW STANDARD",4,900,3,"STANDARD",null,"5,5 kW",6163,null,null,null,null,null,"/","/","/","/",1011.8363636363636,"3weeks",1.1000000000000001,0,null," PTC VERSION + 161,82 & DELIVERY TIME 7 WEEKS"]
[null,"CGT_ATEX_II2GExdIIBT4","CGT_ATEX","II2GExdIIBT4","CGT_ATEX_II2GExdIIBT4_4_900_3_7,5 kW STANDARD",4,900,3,"STANDARD",null,"7,5 kW",6314,null,null,null,null,null,"/","/","/","/",948.58181818181811,"3weeks",1.1000000000000001,0,null," PTC VERSION + 161,82 & DELIVERY TIME 7 WEEKS"]
[null,"CGT_ATEX_II2GExdIIBT4","CGT_ATEX","II2GExdIIBT4","CGT_ATEX_II2GExdIIBT4_4_900_6_11 kW STANDARD",4,900,6,"STANDARD",null,"11 kW",5907,null,null,null,null,null,"/","/","/","/",948.58181818181811,"3weeks",1.1000000000000001,0,null," PTC VERSION + 161,82 & DELIVERY TIME 7 WEEKS"]
[null,"CGT_ATEX_II2GExdIIBT4","CGT_ATEX","II2GExdIIBT4","CGT_ATEX_II2GExdIIBT4_4_900_6_3 kW STANDARD",4,900,6,"STANDARD",null,"3 kW",6227,null,null,null,null,null,"/","/","/","/",758.56363636363631,"3weeks",1.1000000000000001,0,null,""]
[null,"CGT_ATEX_II2GExdIIBT4","CGT_ATEX","II2GExdIIBT4","CGT_ATEX_II2GExdIIBT4_4_900_6_4 kW STANDARD",4,900,6,"STANDARD",null,"4 kW",6146,null,null,null,null,null,"/","/","/","/",1005.0727272727271,"to be confirmed",1.1000000000000001,0,null,""]
[null,"CGT_ATEX_II2GExdIIBT4","CGT_ATEX","II2GExdIIBT4","CGT_ATEX_II2GExdIIBT4_4_900_6_5,5 kW STANDARD",4,900,6,"STANDARD",null,"5,5 kW",6163,null,null,null,null,null,"/","/","/","/",609.5272727272727,"3weeks",1.5,0,null,""]
[null,"CGT_ATEX_II2GExdIIBT4","CGT_ATEX","II2GExdIIBT4","CGT_ATEX_II2GExdIIBT4_4_900_6_7,5 kW STANDARD",4,900,6,"STANDARD",null,"7,5 kW",6314,null,null,null,null,null,"/","/","/","/",627.83636363636356,"to be confirmed",1.5,0,null,""]
[null,"CGT_ATEX_II2GExdIIBT4","CGT_ATEX","II2GExdIIBT4","CGT_ATEX_II2GExdIIBT4_4_900_9_11 kW STANDARD",4,900,9,"STANDARD",null,"11 kW",5907,null,null,null,null,null,"/","/","/","/",1066.7636363636364,"3weeks",1.5,0,null," PTC VERSION + 161,82 & DELIVERY TIME 7 WEEKS"]
[null,"CGT_ATEX_II2GExdIIBT4","CGT_ATEX","II2GExdIIBT4","CGT_ATEX_II2GExdIIBT4_4_900_9_15 kW STANDARD",4,900,9,"STANDARD",null,"15 kW",5788,null,null,null,null,null,"/","/","/","/",996.85454545454536,"3weeks",1.5,0,null," PTC VERSION + 161,82 & DELIVERY TIME 7 WEEKS"]
[null,"CGT_ATEX_II2GExdIIBT4","CGT_ATEX","II2GExdIIBT4","CGT_ATEX_II2GExdIIBT4_4_900_9_5,5 kW STANDARD",4,900,9,"STANDARD",null,"5,5 kW",6163,null,null,null,null,null,"/","/","/","/",996.85454545454536,"3weeks",1.5,0,null," PTC VERSION + 161,82 & DELIVERY TIME 7 WEEKS"]
[null,"CGT_ATEX_II2GExdIIBT4","CGT_ATEX","II2GExdIIBT4","CGT_ATEX_II2GExdIIBT4_4_900_9_7,5 kW STANDARD",4,900,9,"STANDARD",null,"7,5 kW",6314,null,null,null,null,null,"/","/","/","/",785.29090909090894,"3weeks",1.5,0,null,""]
[null,"CGT_ATEX_II2GExdIIBT4","CGT_ATEX","II2GExdIIBT4","CGT_ATEX_II2GExdIIBT4_4_1000_3_11 kW STANDARD",4,1000,3,"STANDARD",null,"11 kW",5907,null,null,null,null,null,"/","/","/","/",1054.7090909090907,"to be confirmed",1.5,0,null,""]
[null,"CGT_ATEX_II2GExdIIBT4","CGT_ATEX","II2GExdIIBT4","CGT_ATEX_II2GExdIIBT4_4_1000_3_3 kW STANDARD",4,1000,3,"STANDARD",null,"3 kW",6227,null,null,null,null,null,"/","/","/","/",635.29090909090894,"3weeks",2.2000000000000002,0,null,""]
[null,"CGT_ATEX_II2GExdIIBT4","CGT_ATEX","II2GExdIIBT4","CGT_ATEX_II2GExdIIBT4_4_1000_3_4 kW STANDARD",4,1000,3,"STANDARD",null,"4 kW",6146,null,null,null,null,null,"/","/","/","/",657.98181818181808,"to be confirmed",2.2000000000000002,0,null,""]
[null,"CGT_ATEX_II2GExdIIBT4","CGT_ATEX","II2GExdIIBT4","CGT_ATEX_II2GExdIIBT4_4_1000_3_5,5 kW STANDARD",4,1000,3,"STANDARD",null,"5,5 kW",6163,null,null,null,null,null,"/","/","/","/",1174.1090909090908,"3weeks",2.2000000000000002,0,null," PTC VERSION + 161,82 & DELIVERY TIME 7 WEEKS"]
[null,"CGT_ATEX_II2GExdIIBT4","CGT_ATEX","II2GExdIIBT4","CGT_ATEX_II2GExdIIBT4_4_1000_3_7,5 kW STANDARD",4,1000,3,"STANDARD",null,"7,5 kW",6314,null,null,null,null,null,"/","/","/","/",1089.2181818181816,"3weeks",2.2000000000000002,0,null," PTC VERSION + 161,82 & DELIVERY TIME 7 WEEKS"]
[null,"CGT_ATEX_II2GExdIIBT4","CGT_ATEX","II2GExdIIBT4","CGT_ATEX_II2GExdIIBT4_4_1000_6_11 kW STANDARD",4,1000,6,"STANDARD",null,"11 kW",5907,null,null,null,null,null,"/","/","/","/",1089.2181818181816,"3weeks",2.2000000000000002,0,null," PTC VERSION + 161,82 & DELIVERY TIME 7 WEEKS"]
[null,"CGT_ATEX_II2GExdIIBT4","CGT_ATEX","II2GExdIIBT4","CGT_ATEX_II2GExdIIBT4_4_1000_6_15 kW STANDARD",4,1000,6,"STANDARD",null,"15 kW",5788,null,null,null,null,null,"/","/","/","/",882.83636363636356,"3weeks",2.2000000000000002,0,null,""]
[null,"CGT_ATEX_II2GExdIIBT4","CGT_ATEX","II2GExdIIBT4","CGT_ATEX_II2GExdIIBT4_4_1000_6_18,5 kW STANDARD",4,1000,6,"STANDARD",null,"18,5 kW",5852,null,null,null,null,null,"/","/","/","/",1123.4363636363635,"to be confirmed",2.2000000000000002,0,null,""]
[null,"CGT_ATEX_II2GExdIIBT4","CGT_ATEX","II2GExdIIBT4","CGT_ATEX_II2GExdIIBT4_4_1000_6_4 kW STANDARD",4,1000,6,"STANDARD",null,"4 kW",6146,null,null,null,null,null,"/","/","/","/",688.16363636363633,"to be confirmed",3,0,null,""]
[null,"CGT_ATEX_II2GExdIIBT4","CGT_ATEX","II2GExdIIBT4","CGT_ATEX_II2GExdIIBT4_4_1000_6_5,5 kW STANDARD",4,1000,6,"STANDARD",null,"5,5 kW",6163,null,null,null,null,null,"/","/","/","/",661.09090909090912,"3weeks",3,0,null,""]
[null,"CGT_ATEX_II2GExdIIBT4","CGT_ATEX","II2GExdIIBT4","CGT_ATEX_II2GExdIIBT4_4_1000_6_7,5 kW STANDARD",4,1000,6,"STANDARD",null,"7,5 kW",6314,null,null,null,null,null,"/","/","/","/",1305.5818181818179,"3weeks",3,0,null," PTC VERSION + 161,82 & DELIVERY TIME 7 WEEKS"]
[null,"CGT_ATEX_II2GExdIIBT4","CGT_ATEX","II2GExdIIBT4","CGT_ATEX_II2GExdIIBT4_4_1000_9_11 kW STANDARD",4,1000,9,"STANDARD",null,"11 kW",5907,null,null,null,null,null,"/","/","/","/",1203.2363636363634,"3weeks",3,0,null," PTC VERSION + 161,82 & DELIVERY TIME 7 WEEKS"]
[null,"CGT_ATEX_II2GExdIIBT4","CGT_ATEX","II2GExdIIBT4","CGT_ATEX_II2GExdIIBT4_4_1000_9_15 kW STANDARD",4,1000,9,"STANDARD",null,"15 kW",5788,null,null,null,null,null,"/","/","/","/",1203.2363636363634,"3weeks",3,0,null," PTC VERSION + 161,82 & DELIVERY TIME 7 WEEKS"]
[null,"CGT_ATEX_II2GExdIIBT4","CGT_ATEX","II2GExdIIBT4","CGT_ATEX_II2GExdIIBT4_4_1000_9_18,5 kW STANDARD",4,1000,9,"STANDARD",null,"18,5 kW",5852,null,null,null,null,null,"/","/","/","/",909.56363636363631,"3weeks",3,0,null,""]
[null,"CGT_ATEX_II2GExdIIBT4","CGT_ATEX","II2GExdIIBT4","CGT_ATEX_II2GExdIIBT4_4_1000_9_22 kW STANDARD",4,1000,9,"STANDARD",null,"22 kW",5813,null,null,null,null,null,"/","/","/","/",1225.7636363636364,"to be confirmed",3,0,null,""]
[null,"CGT_ATEX_II2GExdIIBT4","CGT_ATEX","II2GExdIIBT4","CGT_ATEX_II2GExdIIBT4_4_1000_9_7,5 kW STANDARD",4,1000,9,"STANDARD",null,"7,5 kW",6314,null,null,null,null,null,"/","/","/","/",709.58181818181811,"3weeks",4,0,null,""]
[null,"CGT_ATEX_II2GExdIIBT4","CGT_ATEX","II2GExdIIBT4","CGT_ATEX_II2GExdIIBT4_4_1250_3_11 kW STANDARD",4,1250,3,"STANDARD",null,"11 kW",5907,null,null,null,null,null,"/","/","/","/",740.74545454545444,"to be confirmed",4,0,null,""]
[null,"CGT_ATEX_II2GExdIIBT4","CGT_ATEX","II2GExdIIBT4","CGT_ATEX_II2GExdIIBT4_4_1250_3_15 kW STANDARD",4,1250,3,"STANDARD",null,"15 kW",5788,null,null,null,null,null,"/","/","/","/",1522.7818181818179,"3weeks",4,0,null," PTC VERSION + 161,82 & DELIVERY TIME 7 WEEKS"]
[null,"CGT_ATEX_II2GExdIIBT4","CGT_ATEX","II2GExdIIBT4","CGT_ATEX_II2GExdIIBT4_4_1250_3_18,5 kW STANDARD",4,1250,3,"STANDARD",null,"18,5 kW",5852,null,null,null,null,null,"/","/","/","/",1391.3090909090909,"3weeks",4,0,null," PTC VERSION + 161,82 & DELIVERY TIME 7 WEEKS"]
[null,"CGT_ATEX_II2GExdIIBT4","CGT_ATEX","II2GExdIIBT4","CGT_ATEX_II2GExdIIBT4_4_1250_3_22 kW STANDARD",4,1250,3,"STANDARD",null,"22 kW",5813,null,null,null,null,null,"/","/","/","/",1391.3090909090909,"3weeks",4,0,null," PTC VERSION + 161,82 & DELIVERY TIME 7 WEEKS"]
[null,"CGT_ATEX_II2GExdIIBT4","CGT_ATEX","II2GExdIIBT4","CGT_ATEX_II2GExdIIBT4_4_1250_3_30 kW STANDARD",4,1250,3,"STANDARD",null,"30 kW",6067,null,null,null,null,null,"/","/","/","/",1025.8363636363636,"3weeks",4,0,null,""]
[null,"CGT_ATEX_II2GExdIIBT4","CGT_ATEX","II2GExdIIBT4","CGT_ATEX_II2GExdIIBT4_4_1250_3_7,5 kW STANDARD",4,1250,3,"STANDARD",null,"7,5 kW",6314,null,null,null,null,null,"/","/","/","/",1313.5818181818181,"to be confirmed",4,0,null,""]
[null,"CGT_ATEX_II2GExdIIBT4","CGT_ATEX","II2GExdIIBT4","CGT_ATEX_II2GExdIIBT4_4_1250_6_15 kW STANDARD",4,1250,6,"STANDARD",null,"15 kW",5788,null,null,null,null,null,"/","/","/","/",661.72727272727263,"3weeks",1.1000000000000001,0,null,""]
[null,"CGT_ATEX_II2GExdIIBT4","CGT_ATEX","II2GExdIIBT4","CGT_ATEX_II2GExdIIBT4_4_1250_6_18,5 kW STANDARD",4,1250,6,"STANDARD",null,"18,5 kW",5852,null,null,null,null,null,"/","/","/","/",1079.181818181818,"3weeks",1.1000000000000001,0,null," PTC VERSION + 161,82 & DELIVERY TIME 7 WEEKS"]
[null,"CGT_ATEX_II2GExdIIBT4","CGT_ATEX","II2GExdIIBT4","CGT_ATEX_II2GExdIIBT4_4_1250_6_22 kW STANDARD",4,1250,6,"STANDARD",null,"22 kW",5813,null,null,null,null,null,"/","/","/","/",1015.9272727272727,"3weeks",1.1000000000000001,0,null," PTC VERSION + 161,82 & DELIVERY TIME 7 WEEKS"]
[null,"CGT_ATEX_II2GExdIIBT4","CGT_ATEX","II2GExdIIBT4","CGT_ATEX_II2GExdIIBT4_4_1250_6_30 kW STANDARD",4,1250,6,"STANDARD",null,"30 kW",6067,null,null,null,null,null,"/","/","/","/",1015.9272727272727,"3weeks",1.1000000000000001,0,null," PTC VERSION + 161,82 & DELIVERY TIME 7 WEEKS"]
[null,"CGT_ATEX_II2GExdIIBT4","CGT_ATEX","II2GExdIIBT4","CGT_ATEX_II2GExdIIBT4_4_1250_6_37 kW STANDARD",4,1250,6,"STANDARD",null,"37 kW",6038,null,null,null,null,null,"/","/","/","/",825.90909090909088,"3weeks",1.1000000000000001,0,null,""]
[null,"CGT_ATEX_II2GExdIIBT4","CGT_ATEX","II2GExdIIBT4","CGT_ATEX_II2GExdIIBT4_4_1250_6_45 kW STANDARD",4,1250,6,"STANDARD",null,"45 kW",5942,null,null,null,null,null,"/","/","/","/",1072.4181818181817,"to be confirmed",1.1000000000000001,0,null,""]
[null,"CGT_ATEX_II2GExdIIBT4","CGT_ATEX","II2GExdIIBT4","CGT_ATEX_II2GExdIIBT4_4_1250_9_18,5 kW STANDARD",4,1250,9,"STANDARD",null,"18,5 kW",5852,null,null,null,null,null,"/","/","/","/",676.87272727272727,"3weeks",1.5,0,null,""]
[null,"CGT_ATEX_II2GExdIIBT4","CGT_ATEX","II2GExdIIBT4","CGT_ATEX_II2GExdIIBT4_4_1250_9_22 kW STANDARD",4,1250,9,"STANDARD",null,"22 kW",5813,null,null,null,null,null,"/","/","/","/",695.18181818181813,"to be confirmed",1.5,0,null,""]
[null,"CGT_ATEX_II2GExdIIBT4","CGT_ATEX","II2GExdIIBT4","CGT_ATEX_II2GExdIIBT4_4_1250_9_30 kW STANDARD",4,1250,9,"STANDARD",null,"30 kW",6067,null,null,null,null,null,"/","/","/","/",1134.1090909090908,"3weeks",1.5,0,null," PTC VERSION + 161,82 & DELIVERY TIME 7 WEEKS"]
[null,"CGT_ATEX_II2GExdIIBT4","CGT_ATEX","II2GExdIIBT4","CGT_ATEX_II2GExdIIBT4_4_1250_9_37 kW STANDARD",4,1250,9,"STANDARD",null,"37 kW",6038,null,null,null,null,null,"/","/","/","/",1064.1999999999998,"3weeks",1.5,0,null," PTC VERSION + 161,82 & DELIVERY TIME 7 WEEKS"]
[null,"CGT_ATEX_II2GExdIIBT4","CGT_ATEX","II2GExdIIBT4","CGT_ATEX_II2GExdIIBT4_4_1250_9_45 kW STANDARD",4,1250,9,"STANDARD",null,"45 kW",5942,null,null,null,null,null,"/","/","/","/",1064.1999999999998,"3weeks",1.5,0,null," PTC VERSION + 161,82 & DELIVERY TIME 7 WEEKS"]
[null,"CGT_ATEX_II2GExdIIBT4","CGT_ATEX","II2GExdIIBT4","CGT_ATEX_II2GExdIIBT4_6_560_6_0,55 kW STANDARD",6,560,6,"STANDARD",null,"0,55 kW",6194,null,null,null,null,null,"/","/","/","/",852.63636363636351,"3weeks",1.5,0,null,""]
[null,"CGT_ATEX_II2GExdIIBT4","CGT_ATEX","II2GExdIIBT4","CGT_ATEX_II2GExdIIBT4_6_630_6_0,55 kW STANDARD",6,630,6,"STANDARD",null,"0,55 kW",6194,null,null,null,null,null,"/","/","/","/",1122.0545454545452,"to be confirmed",1.5,0,null,""]
[null,"CGT_ATEX_II2GExdIIBT4","CGT_ATEX","II2GExdIIBT4","CGT_ATEX_II2GExdIIBT4_6_630_6_0,75 kW STANDARD",6,630,6,"STANDARD",null,"0,75 kW",6313,null,null,null,null,null,"/","/","/","/",702.63636363636351,"3weeks",2.2000000000000002,0,null,""]
[null,"CGT_ATEX_II2GExdIIBT4","CGT_ATEX","II2GExdIIBT4","CGT_ATEX_II2GExdIIBT4_6_710_3_0,55 kW STANDARD",6,710,3,"STANDARD",null,"0,55 kW",6194,null,null,null,null,null,"/","/","/","/",725.32727272727266,"to be confirmed",2.2000000000000002,0,null,""]
[null,"CGT_ATEX_II2GExdIIBT4","CGT_ATEX","II2GExdIIBT4","CGT_ATEX_II2GExdIIBT4_6_710_3_0,75 kW STANDARD",6,710,3,"STANDARD",null,"0,75 kW",6313,null,null,null,null,null,"/","/","/","/",1241.4545454545453,"3weeks",2.2000000000000002,0,null," PTC VERSION + 161,82 & DELIVERY TIME 7 WEEKS"]
[null,"CGT_ATEX_II2GExdIIBT4","CGT_ATEX","II2GExdIIBT4","CGT_ATEX_II2GExdIIBT4_6_710_6_0,55 kW STANDARD",6,710,6,"STANDARD",null,"0,55 kW",6194,null,null,null,null,null,"/","/","/","/",1156.5636363636361,"3weeks",2.2000000000000002,0,null," PTC VERSION + 161,82 & DELIVERY TIME 7 WEEKS"]
[null,"CGT_ATEX_II2GExdIIBT4","CGT_ATEX","II2GExdIIBT4","CGT_ATEX_II2GExdIIBT4_6_710_6_0,75 kW STANDARD",6,710,6,"STANDARD",null,"0,75 kW",6313,null,null,null,null,null,"/","/","/","/",1156.5636363636361,"3weeks",2.2000000000000002,0,null," PTC VERSION + 161,82 & DELIVERY TIME 7 WEEKS"]
[null,"CGT_ATEX_II2GExdIIBT4","CGT_ATEX","II2GExdIIBT4","CGT_ATEX_II2GExdIIBT4_6_710_6_1,1 kW STANDARD",6,710,6,"STANDARD",null,"1,1 kW",6197,null,null,null,null,null,"/","/","/","/",950.18181818181813,"3weeks",2.2000000000000002,0,null,""]
[null,"CGT_ATEX_II2GExdIIBT4","CGT_ATEX","II2GExdIIBT4","CGT_ATEX_II2GExdIIBT4_6_800_3_0,75 kW STANDARD",6,800,3,"STANDARD",null,"0,75 kW",6313,null,null,null,null,null,"/","/","/","/",1190.7818181818179,"to be confirmed",2.2000000000000002,0,null,""]
[null,"CGT_ATEX_II2GExdIIBT4","CGT_ATEX","II2GExdIIBT4","CGT_ATEX_II2GExdIIBT4_6_800_3_1,1 kW STANDARD",6,800,3,"STANDARD",null,"1,1 kW",6197,null,null,null,null,null,"/","/","/","/",755.5090909090909,"to be confirmed",3,0,null,""]
[null,"CGT_ATEX_II2GExdIIBT4","CGT_ATEX","II2GExdIIBT4","CGT_ATEX_II2GExdIIBT4_6_800_3_1,5 kW STANDARD",6,800,3,"STANDARD",null,"1,5 kW",5920,null,null,null,null,null,"/","/","/","/",728.43636363636369,"3weeks",3,0,null,""]
[null,"CGT_ATEX_II2GExdIIBT4","CGT_ATEX","II2GExdIIBT4","CGT_ATEX_II2GExdIIBT4_6_800_6_0,75 kW STANDARD",6,800,6,"STANDARD",null,"0,75 kW",6313,null,null,null,null,null,"/","/","/","/",1372.9272727272723,"3weeks",3,0,null," PTC VERSION + 161,82 & DELIVERY TIME 7 WEEKS"]
[null,"CGT_ATEX_II2GExdIIBT4","CGT_ATEX","II2GExdIIBT4","CGT_ATEX_II2GExdIIBT4_6_800_6_1,1 kW STANDARD",6,800,6,"STANDARD",null,"1,1 kW",6197,null,null,null,null,null,"/","/","/","/",1270.5818181818179,"3weeks",3,0,null," PTC VERSION + 161,82 & DELIVERY TIME 7 WEEKS"]
[null,"CGT_ATEX_II2GExdIIBT4","CGT_ATEX","II2GExdIIBT4","CGT_ATEX_II2GExdIIBT4_6_800_6_1,5 kW STANDARD",6,800,6,"STANDARD",null,"1,5 kW",5920,null,null,null,null,null,"/","/","/","/",1270.5818181818179,"3weeks",3,0,null," PTC VERSION + 161,82 & DELIVERY TIME 7 WEEKS"]
[null,"CGT_ATEX_II2GExdIIBT4","CGT_ATEX","II2GExdIIBT4","CGT_ATEX_II2GExdIIBT4_6_800_6_2,2 kW STANDARD",6,800,6,"STANDARD",null,"2,2 kW",6303,null,null,null,null,null,"/","/","/","/",976.90909090909076,"3weeks",3,0,null,""]
[null,"CGT_ATEX_II2GExdIIBT4","CGT_ATEX","II2GExdIIBT4","CGT_ATEX_II2GExdIIBT4_6_800_9_0,75 kW STANDARD",6,800,9,"STANDARD",null,"0,75 kW",6313,null,null,null,null,null,"/","/","/","/",1293.1090909090908,"to be confirmed",3,0,null,""]
[null,"CGT_ATEX_II2GExdIIBT4","CGT_ATEX","II2GExdIIBT4","CGT_ATEX_II2GExdIIBT4_6_800_9_1,1 kW STANDARD",6,800,9,"STANDARD",null,"1,1 kW",6197,null,null,null,null,null,"/","/","/","/",776.92727272727268,"3weeks",4,0,null,""]
[null,"CGT_ATEX_II2GExdIIBT4","CGT_ATEX","II2GExdIIBT4","CGT_ATEX_II2GExdIIBT4_6_800_9_1,5 kW STANDARD",6,800,9,"STANDARD",null,"1,5 kW",5920,null,null,null,null,null,"/","/","/","/",808.09090909090901,"to be confirmed",4,0,null,""]
[null,"CGT_ATEX_II2GExdIIBT4","CGT_ATEX","II2GExdIIBT4","CGT_ATEX_II2GExdIIBT4_6_800_9_2,2 kW STANDARD",6,800,9,"STANDARD",null,"2,2 kW",6303,null,null,null,null,null,"/","/","/","/",1590.1272727272724,"3weeks",4,0,null," PTC VERSION + 161,82 & DELIVERY TIME 7 WEEKS"]
[null,"CGT_ATEX_II2GExdIIBT4","CGT_ATEX","II2GExdIIBT4","CGT_ATEX_II2GExdIIBT4_6_800_9_3 kW STANDARD",6,800,9,"STANDARD",null,"3 kW",6248,null,null,null,null,null,"/","/","/","/",1458.6545454545453,"3weeks",4,0,null," PTC VERSION + 161,82 & DELIVERY TIME 7 WEEKS"]
[null,"CGT_ATEX_II2GExdIIBT4","CGT_ATEX","II2GExdIIBT4","CGT_ATEX_II2GExdIIBT4_6_900_3_1,5 kW STANDARD",6,900,3,"STANDARD",null,"1,5 kW",5920,null,null,null,null,null,"/","/","/","/",1458.6545454545453,"3weeks",4,0,null," PTC VERSION + 161,82 & DELIVERY TIME 7 WEEKS"]
[null,"CGT_ATEX_II2GExdIIBT4","CGT_ATEX","II2GExdIIBT4","CGT_ATEX_II2GExdIIBT4_6_900_3_2,2 kW STANDARD",6,900,3,"STANDARD",null,"2,2 kW",6303,null,null,null,null,null,"/","/","/","/",1093.181818181818,"3weeks",4,0,null,""]
[null,"CGT_ATEX_II2GExdIIBT4","CGT_ATEX","II2GExdIIBT4","CGT_ATEX_II2GExdIIBT4_6_900_6_1,5 kW STANDARD",6,900,6,"STANDARD",null,"1,5 kW",5920,null,null,null,null,null,"/","/","/","/",1380.9272727272726,"to be confirmed",4,0,null,""]
[null,"CGT_ATEX_II2GExdIIBT4","CGT_ATEX","II2GExdIIBT4","CGT_ATEX_II2GExdIIBT4_6_900_6_2,2 kW STANDARD",6,900,6,"STANDARD",null,"2,2 kW",6303,null,null,null,null,null,"/","/","/","/",827.07272727272732,"3weeks",5.5,0,null,""]
[null,"CGT_ATEX_II2GExdIIBT4","CGT_ATEX","II2GExdIIBT4","CGT_ATEX_II2GExdIIBT4_6_900_6_3 kW STANDARD",6,900,6,"STANDARD",null,"3 kW",6248,null,null,null,null,null,"/","/","/","/",865.76363636363635,"to be confirmed",5.5,0,null,""]
[null,"CGT_ATEX_II2GExdIIBT4","CGT_ATEX","II2GExdIIBT4","CGT_ATEX_II2GExdIIBT4_6_900_9_1,5 kW STANDARD",6,900,9,"STANDARD",null,"1,5 kW",5920,null,null,null,null,null,"/","/","/","/",1739.090909090909,"3weeks",5.5,0,null," PTC VERSION + 187,27 & DELIVERY TIME 7 WEEKS"]
[null,"CGT_ATEX_II2GExdIIBT4","CGT_ATEX","II2GExdIIBT4","CGT_ATEX_II2GExdIIBT4_6_900_9_2,2 kW STANDARD",6,900,9,"STANDARD",null,"2,2 kW",6303,null,null,null,null,null,"/","/","/","/",1589.2909090909088,"3weeks",5.5,0,null," PTC VERSION + 187,27 & DELIVERY TIME 7 WEEKS"]
[null,"CGT_ATEX_II2GExdIIBT4","CGT_ATEX","II2GExdIIBT4","CGT_ATEX_II2GExdIIBT4_6_1000_3_1,5 kW STANDARD",6,1000,3,"STANDARD",null,"1,5 kW",5920,null,null,null,null,null,"/","/","/","/",1589.2909090909088,"3weeks",5.5,0,null," PTC VERSION + 187,27 & DELIVERY TIME 7 WEEKS"]
[null,"CGT_ATEX_II2GExdIIBT4","CGT_ATEX","II2GExdIIBT4","CGT_ATEX_II2GExdIIBT4_6_1000_3_2,2 kW STANDARD",6,1000,3,"STANDARD",null,"2,2 kW",6303,null,null,null,null,null,"/","/","/","/",1387.181818181818,"3weeks",5.5,0,null,""]
[null,"CGT_ATEX_II2GExdIIBT4","CGT_ATEX","II2GExdIIBT4","CGT_ATEX_II2GExdIIBT4_6_1000_3_3 kW STANDARD",6,1000,3,"STANDARD",null,"3 kW",6248,null,null,null,null,null,"/","/","/","/",1522.1999999999998,"to be confirmed",5.5,0,null,""]
[null,"CGT_ATEX_II2GExdIIBT4","CGT_ATEX","II2GExdIIBT4","CGT_ATEX_II2GExdIIBT4_6_1000_3_4 kW STANDARD",6,1000,3,"STANDARD",null,"4 kW",6183,null,null,null,null,null,"/","/","/","/",724.14545454545453,"3weeks",1.5,0,null,""]
[null,"CGT_ATEX_II2GExdIIBT4","CGT_ATEX","II2GExdIIBT4","CGT_ATEX_II2GExdIIBT4_6_1000_6_1,5 kW STANDARD",6,1000,6,"STANDARD",null,"1,5 kW",5920,null,null,null,null,null,"/","/","/","/",742.45454545454538,"to be confirmed",1.5,0,null,""]
[null,"CGT_ATEX_II2GExdIIBT4","CGT_ATEX","II2GExdIIBT4","CGT_ATEX_II2GExdIIBT4_6_1000_6_2,2 kW STANDARD",6,1000,6,"STANDARD",null,"2,2 kW",6303,null,null,null,null,null,"/","/","/","/",1181.3818181818181,"3weeks",1.5,0,null," PTC VERSION + 161,82 & DELIVERY TIME 7 WEEKS"]
[null,"CGT_ATEX_II2GExdIIBT4","CGT_ATEX","II2GExdIIBT4","CGT_ATEX_II2GExdIIBT4_6_1000_6_3 kW STANDARD",6,1000,6,"STANDARD",null,"3 kW",6248,null,null,null,null,null,"/","/","/","/",1111.4727272727271,"3weeks",1.5,0,null," PTC VERSION + 161,82 & DELIVERY TIME 7 WEEKS"]
[null,"CGT_ATEX_II2GExdIIBT4","CGT_ATEX","II2GExdIIBT4","CGT_ATEX_II2GExdIIBT4_6_1000_6_4 kW STANDARD",6,1000,6,"STANDARD",null,"4 kW",6183,null,null,null,null,null,"/","/","/","/",1111.4727272727271,"3weeks",1.5,0,null," PTC VERSION + 161,82 & DELIVERY TIME 7 WEEKS"]
[null,"CGT_ATEX_II2GExdIIBT4","CGT_ATEX","II2GExdIIBT4","CGT_ATEX_II2GExdIIBT4_6_1000_6_5,5 kW STANDARD",6,1000,6,"STANDARD",null,"5,5 kW",6041,null,null,null,null,null,"/","/","/","/",899.90909090909076,"3weeks",1.5,0,null,""]
[null,"CGT_ATEX_II2GExdIIBT4","CGT_ATEX","II2GExdIIBT4","CGT_ATEX_II2GExdIIBT4_6_1000_9_2,2 kW STANDARD",6,1000,9,"STANDARD",null,"2,2 kW",6303,null,null,null,null,null,"/","/","/","/",1169.3272727272724,"to be confirmed",1.5,0,null,""]
[null,"CGT_ATEX_II2GExdIIBT4","CGT_ATEX","II2GExdIIBT4","CGT_ATEX_II2GExdIIBT4_6_1000_9_3 kW STANDARD",6,1000,9,"STANDARD",null,"3 kW",6248,null,null,null,null,null,"/","/","/","/",749.90909090909088,"3weeks",2.2000000000000002,0,null,""]
[null,"CGT_ATEX_II2GExdIIBT4","CGT_ATEX","II2GExdIIBT4","CGT_ATEX_II2GExdIIBT4_6_1000_9_4 kW STANDARD",6,1000,9,"STANDARD",null,"4 kW",6183,null,null,null,null,null,"/","/","/","/",772.59999999999991,"to be confirmed",2.2000000000000002,0,null,""]
[null,"CGT_ATEX_II2GExdIIBT4","CGT_ATEX","II2GExdIIBT4","CGT_ATEX_II2GExdIIBT4_6_1000_9_5,5 kW STANDARD",6,1000,9,"STANDARD",null,"5,5 kW",6041,null,null,null,null,null,"/","/","/","/",1288.7272727272725,"3weeks",2.2000000000000002,0,null," PTC VERSION + 161,82 & DELIVERY TIME 7 WEEKS"]
[null,"CGT_ATEX_II2GExdIIBT4","CGT_ATEX","II2GExdIIBT4","CGT_ATEX_II2GExdIIBT4_6_1000_9_7,5 kW STANDARD",6,1000,9,"STANDARD",null,"7,5 kW",6294,null,null,null,null,null,"/","/","/","/",1203.8363636363633,"3weeks",2.2000000000000002,0,null," PTC VERSION + 161,82 & DELIVERY TIME 7 WEEKS"]
[null,"CGT_ATEX_II2GExdIIBT4","CGT_ATEX","II2GExdIIBT4","CGT_ATEX_II2GExdIIBT4_6_1250_3_11 kW STANDARD",6,1250,3,"STANDARD",null,"11 kW",5917,null,null,null,null,null,"/","/","/","/",1203.8363636363633,"3weeks",2.2000000000000002,0,null," PTC VERSION + 161,82 & DELIVERY TIME 7 WEEKS"]
[null,"CGT_ATEX_II2GExdIIBT4","CGT_ATEX","II2GExdIIBT4","CGT_ATEX_II2GExdIIBT4_6_1250_3_2,2 kW STANDARD",6,1250,3,"STANDARD",null,"2,2 kW",6303,null,null,null,null,null,"/","/","/","/",997.45454545454538,"3weeks",2.2000000000000002,0,null,""]
[null,"CGT_ATEX_II2GExdIIBT4","CGT_ATEX","II2GExdIIBT4","CGT_ATEX_II2GExdIIBT4_6_1250_3_3 kW STANDARD",6,1250,3,"STANDARD",null,"3 kW",6248,null,null,null,null,null,"/","/","/","/",1238.0545454545452,"to be confirmed",2.2000000000000002,0,null,""]
[null,"CGT_ATEX_II2GExdIIBT4","CGT_ATEX","II2GExdIIBT4","CGT_ATEX_II2GExdIIBT4_6_1250_3_4 kW STANDARD",6,1250,3,"STANDARD",null,"4 kW",6183,null,null,null,null,null,"/","/","/","/",775.70909090909095,"3weeks",3,0,null,""]
[null,"CGT_ATEX_II2GExdIIBT4","CGT_ATEX","II2GExdIIBT4","CGT_ATEX_II2GExdIIBT4_6_1250_3_5,5 kW STANDARD",6,1250,3,"STANDARD",null,"5,5 kW",6041,null,null,null,null,null,"/","/","/","/",802.78181818181815,"to be confirmed",3,0,null,""]
[null,"CGT_ATEX_II2GExdIIBT4","CGT_ATEX","II2GExdIIBT4","CGT_ATEX_II2GExdIIBT4_6_1250_3_7,5 kW STANDARD",6,1250,3,"STANDARD",null,"7,5 kW",6294,null,null,null,null,null,"/","/","/","/",1420.1999999999996,"3weeks",3,0,null," PTC VERSION + 161,82 & DELIVERY TIME 7 WEEKS"]
[null,"CGT_ATEX_II2GExdIIBT4","CGT_ATEX","II2GExdIIBT4","CGT_ATEX_II2GExdIIBT4_6_1250_6_11 kW STANDARD",6,1250,6,"STANDARD",null,"11 kW",5917,null,null,null,null,null,"/","/","/","/",1317.8545454545451,"3weeks",3,0,null," PTC VERSION + 161,82 & DELIVERY TIME 7 WEEKS"]
[null,"CGT_ATEX_II2GExdIIBT4","CGT_ATEX","II2GExdIIBT4","CGT_ATEX_II2GExdIIBT4_6_1250_6_15 kW STANDARD",6,1250,6,"STANDARD",null,"15 kW",5792,null,null,null,null,null,"/","/","/","/",1317.8545454545451,"3weeks",3,0,null," PTC VERSION + 161,82 & DELIVERY TIME 7 WEEKS"]
[null,"CGT_ATEX_II2GExdIIBT4","CGT_ATEX","II2GExdIIBT4","CGT_ATEX_II2GExdIIBT4_6_1250_6_4 kW STANDARD",6,1250,6,"STANDARD",null,"4 kW",6183,null,null,null,null,null,"/","/","/","/",1024.181818181818,"3weeks",3,0,null,""]
[null,"CGT_ATEX_II2GExdIIBT4","CGT_ATEX","II2GExdIIBT4","CGT_ATEX_II2GExdIIBT4_6_1250_6_5,5 kW STANDARD",6,1250,6,"STANDARD",null,"5,5 kW",6041,null,null,null,null,null,"/","/","/","/",1340.3818181818181,"to be confirmed",3,0,null,""]
[null,"CGT_ATEX_II2GExdIIBT4","CGT_ATEX","II2GExdIIBT4","CGT_ATEX_II2GExdIIBT4_6_1250_6_7,5 kW STANDARD",6,1250,6,"STANDARD",null,"7,5 kW",6294,null,null,null,null,null,"/","/","/","/",855.36363636363626,"to be confirmed",4,0,null,""]
[null,"CGT_ATEX_II2GExdIIBT4","CGT_ATEX","II2GExdIIBT4","CGT_ATEX_II2GExdIIBT4_6_1250_9_11 kW STANDARD",6,1250,9,"STANDARD",null,"11 kW",5917,null,null,null,null,null,"/","/","/","/",824.19999999999993,"3weeks",4,0,null,""]
[null,"CGT_ATEX_II2GExdIIBT4","CGT_ATEX","II2GExdIIBT4","CGT_ATEX_II2GExdIIBT4_6_1250_9_15 kW STANDARD",6,1250,9,"STANDARD",null,"15 kW",5792,null,null,null,null,null,"/","/","/","/",1637.3999999999999,"3weeks",4,0,null," PTC VERSION + 161,82 & DELIVERY TIME 7 WEEKS"]
[null,"CGT_ATEX_II2GExdIIBT4","CGT_ATEX","II2GExdIIBT4","CGT_ATEX_II2GExdIIBT4_6_1250_9_18,5 kW STANDARD",6,1250,9,"STANDARD",null,"18,5 kW",5786,null,null,null,null,null,"/","/","/","/",1505.9272727272726,"3weeks",4,0,null," PTC VERSION + 161,82 & DELIVERY TIME 7 WEEKS"]
[null,"CGT_ATEX_II2GExdIIBT4","CGT_ATEX","II2GExdIIBT4","CGT_ATEX_II2GExdIIBT4_6_1250_9_22 kW STANDARD",6,1250,9,"STANDARD",null,"22 kW",6005,null,null,null,null,null,"/","/","/","/",1505.9272727272726,"3weeks",4,0,null," PTC VERSION + 161,82 & DELIVERY TIME 7 WEEKS"]
[null,"CGT_ATEX_II2GExdIIBT4","CGT_ATEX","II2GExdIIBT4","CGT_ATEX_II2GExdIIBT4_6_1250_9_5,5 kW STANDARD",6,1250,9,"STANDARD",null,"5,5 kW",6041,null,null,null,null,null,"/","/","/","/",1140.4545454545453,"3weeks",4,0,null,""]
[null,"CGT_ATEX_II2GExdIIBT4","CGT_ATEX","II2GExdIIBT4","CGT_ATEX_II2GExdIIBT4_6_1250_9_7,5 kW STANDARD",6,1250,9,"STANDARD",null,"7,5 kW",6294,null,null,null,null,null,"/","/","/","/",1428.1999999999998,"to be confirmed",4,0,null,""]
[null,"CGT_ATEX_II2GExdIIBT5","CGT_ATEX","II2GExdIIBT5","CGT_ATEX_II2GExdIIBT5_2_400_6_1,1 kW STANDARD",2,400,6,"STANDARD",null,"1,1 kW",5984,null,null,null,null,null,"/","/","/","/",874.34545454545457,"3weeks",5.5,0,null,""]
[null,"CGT_ATEX_II2GExdIIBT5","CGT_ATEX","II2GExdIIBT5","CGT_ATEX_II2GExdIIBT5_2_400_6_1,5 kW STANDARD",2,400,6,"STANDARD",null,"1,5 kW",6058,null,null,null,null,null,"/","/","/","/",913.0363636363636,"to be confirmed",5.5,0,null,""]
[null,"CGT_ATEX_II2GExdIIBT5","CGT_ATEX","II2GExdIIBT5","CGT_ATEX_II2GExdIIBT5_2_400_6_2,2 kW STANDARD",2,400,6,"STANDARD",null,"2,2 kW",5818,null,null,null,null,null,"/","/","/","/",1786.3636363636363,"3weeks",5.5,0,null," PTC VERSION + 187,27 & DELIVERY TIME 7 WEEKS"]
[null,"CGT_ATEX_II2GExdIIBT5","CGT_ATEX","II2GExdIIBT5","CGT_ATEX_II2GExdIIBT5_2_450_6_1,5 kW STANDARD",2,450,6,"STANDARD",null,"1,5 kW",6058,null,null,null,null,null,"/","/","/","/",1636.5636363636361,"3weeks",5.5,0,null," PTC VERSION + 187,27 & DELIVERY TIME 7 WEEKS"]
[null,"CGT_ATEX_II2GExdIIBT5","CGT_ATEX","II2GExdIIBT5","CGT_ATEX_II2GExdIIBT5_2_450_6_2,2 kW STANDARD",2,450,6,"STANDARD",null,"2,2 kW",5818,null,null,null,null,null,"/","/","/","/",1636.5636363636361,"3weeks",5.5,0,null," PTC VERSION + 187,27 & DELIVERY TIME 7 WEEKS"]
[null,"CGT_ATEX_II2GExdIIBT5","CGT_ATEX","II2GExdIIBT5","CGT_ATEX_II2GExdIIBT5_2_450_6_3 kW STANDARD",2,450,6,"STANDARD",null,"3 kW",6167,null,null,null,null,null,"/","/","/","/",1434.4545454545453,"3weeks",5.5,0,null,""]
[null,"CGT_ATEX_II2GExdIIBT5","CGT_ATEX","II2GExdIIBT5","CGT_ATEX_II2GExdIIBT5_4_450_6_0,37 kW STANDARD",4,450,6,"STANDARD",null,"0,37 kW",5840,null,null,null,null,null,"/","/","/","/",1569.4727272727271,"to be confirmed",5.5,0,null,""]
[null,"CGT_ATEX_II2GExdIIBT5","CGT_ATEX","II2GExdIIBT5","CGT_ATEX_II2GExdIIBT5_4_450_6_0,55 kW STANDARD",4,450,6,"STANDARD",null,"0,55 kW",5787,null,null,null,null,null,"/","/","/","/",982.39999999999975,"4weeks",7.5,0,null,""]
[null,"CGT_ATEX_II2GExdIIBT5","CGT_ATEX","II2GExdIIBT5","CGT_ATEX_II2GExdIIBT5_4_500_6_0,55 kW STANDARD",4,500,6,"STANDARD",null,"0,55 kW",5787,null,null,null,null,null,"/","/","/","/",934.67272727272712,"3weeks",7.5,0,null,""]
[null,"CGT_ATEX_II2GExdIIBT5","CGT_ATEX","II2GExdIIBT5","CGT_ATEX_II2GExdIIBT5_4_500_6_0,75 kW STANDARD",4,500,6,"STANDARD",null,"0,75 kW",6271,null,null,null,null,null,"/","/","/","/",2060.1454545454544,"3weeks",7.5,0,null," PTC VERSION + 187,27 & DELIVERY TIME 7 WEEKS"]
[null,"CGT_ATEX_II2GExdIIBT5","CGT_ATEX","II2GExdIIBT5","CGT_ATEX_II2GExdIIBT5_4_500_6_1,1 kW STANDARD",4,500,6,"STANDARD",null,"1,1 kW",6107,null,null,null,null,null,"/","/","/","/",1874.5818181818181,"3weeks",7.5,0,null," PTC VERSION + 187,27 & DELIVERY TIME 7 WEEKS"]
[null,"CGT_ATEX_II2GExdIIBT5","CGT_ATEX","II2GExdIIBT5","CGT_ATEX_II2GExdIIBT5_4_560_6_0,55 kW STANDARD",4,560,6,"STANDARD",null,"0,55 kW",5787,null,null,null,null,null,"/","/","/","/",1874.5818181818181,"3weeks",7.5,0,null," PTC VERSION + 187,27 & DELIVERY TIME 7 WEEKS"]
[null,"CGT_ATEX_II2GExdIIBT5","CGT_ATEX","II2GExdIIBT5","CGT_ATEX_II2GExdIIBT5_4_560_6_0,75 kW STANDARD",4,560,6,"STANDARD",null,"0,75 kW",6271,null,null,null,null,null,"/","/","/","/",1493.2545454545452,"3weeks",7.5,0,null,""]
[null,"CGT_ATEX_II2GExdIIBT5","CGT_ATEX","II2GExdIIBT5","CGT_ATEX_II2GExdIIBT5_4_560_6_1,1 kW STANDARD",4,560,6,"STANDARD",null,"1,1 kW",6107,null,null,null,null,null,"/","/","/","/",1749.6909090909089,"to be confirmed",7.5,0,null,""]
[null,"CGT_ATEX_II2GExdIIBT5","CGT_ATEX","II2GExdIIBT5","CGT_ATEX_II2GExdIIBT5_4_560_6_1,5 kW STANDARD",4,560,6,"STANDARD",null,"1,5 kW",6219,null,null,null,null,null,"/","/","/","/",1345.090909090909,"3weeks",2.2000000000000002,0,null," PTC VERSION + 161,82 & DELIVERY TIME 7 WEEKS"]
[null,"CGT_ATEX_II2GExdIIBT5","CGT_ATEX","II2GExdIIBT5","CGT_ATEX_II2GExdIIBT5_4_630_6_0,75 kW STANDARD",4,630,6,"STANDARD",null,"0,75 kW",6271,null,null,null,null,null,"/","/","/","/",1260.1999999999998,"3weeks",2.2000000000000002,0,null," PTC VERSION + 161,82 & DELIVERY TIME 7 WEEKS"]
[null,"CGT_ATEX_II2GExdIIBT5","CGT_ATEX","II2GExdIIBT5","CGT_ATEX_II2GExdIIBT5_4_630_6_1,1 kW STANDARD",4,630,6,"STANDARD",null,"1,1 kW",6107,null,null,null,null,null,"/","/","/","/",1260.1999999999998,"3weeks",2.2000000000000002,0,null," PTC VERSION + 161,82 & DELIVERY TIME 7 WEEKS"]
[null,"CGT_ATEX_II2GExdIIBT5","CGT_ATEX","II2GExdIIBT5","CGT_ATEX_II2GExdIIBT5_4_630_6_1,5 kW STANDARD",4,630,6,"STANDARD",null,"1,5 kW",6219,null,null,null,null,null,"/","/","/","/",1053.8181818181818,"3weeks",2.2000000000000002,0,null,""]
[null,"CGT_ATEX_II2GExdIIBT5","CGT_ATEX","II2GExdIIBT5","CGT_ATEX_II2GExdIIBT5_4_630_6_2,2 kW STANDARD",4,630,6,"STANDARD",null,"2,2 kW",6293,null,null,null,null,null,"/","/","/","/",1294.4181818181817,"to be confirmed",2.2000000000000002,0,null,""]
[null,"CGT_ATEX_II2GExdIIBT5","CGT_ATEX","II2GExdIIBT5","CGT_ATEX_II2GExdIIBT5_4_630_6_3 kW STANDARD",4,630,6,"STANDARD",null,"3 kW",6101,null,null,null,null,null,"/","/","/","/",1476.5636363636361,"3weeks",3,0,null," PTC VERSION + 161,82 & DELIVERY TIME 7 WEEKS"]
[null,"CGT_ATEX_II2GExdIIBT5","CGT_ATEX","II2GExdIIBT5","CGT_ATEX_II2GExdIIBT5_4_710_3_0,75 kW STANDARD",4,710,3,"STANDARD",null,"0,75 kW",6271,null,null,null,null,null,"/","/","/","/",1374.2181818181816,"3weeks",3,0,null," PTC VERSION + 161,82 & DELIVERY TIME 7 WEEKS"]
[null,"CGT_ATEX_II2GExdIIBT5","CGT_ATEX","II2GExdIIBT5","CGT_ATEX_II2GExdIIBT5_4_710_3_1,1 kW STANDARD",4,710,3,"STANDARD",null,"1,1 kW",6107,null,null,null,null,null,"/","/","/","/",1374.2181818181816,"3weeks",3,0,null," PTC VERSION + 161,82 & DELIVERY TIME 7 WEEKS"]
[null,"CGT_ATEX_II2GExdIIBT5","CGT_ATEX","II2GExdIIBT5","CGT_ATEX_II2GExdIIBT5_4_710_3_1,5 kW STANDARD",4,710,3,"STANDARD",null,"1,5 kW",6219,null,null,null,null,null,"/","/","/","/",1080.5454545454543,"3weeks",3,0,null,""]
[null,"CGT_ATEX_II2GExdIIBT5","CGT_ATEX","II2GExdIIBT5","CGT_ATEX_II2GExdIIBT5_4_710_3_2,2 kW STANDARD",4,710,3,"STANDARD",null,"2,2 kW",6293,null,null,null,null,null,"/","/","/","/",1396.7454545454545,"to be confirmed",3,0,null,""]
[null,"CGT_ATEX_II2GExdIIBT5","CGT_ATEX","II2GExdIIBT5","CGT_ATEX_II2GExdIIBT5_4_710_3_3 kW STANDARD",4,710,3,"STANDARD",null,"3 kW",6101,null,null,null,null,null,"/","/","/","/",911.72727272727263,"to be confirmed",4,0,null,""]
[null,"CGT_ATEX_II2GExdIIBT5","CGT_ATEX","II2GExdIIBT5","CGT_ATEX_II2GExdIIBT5_4_710_6_1,1 kW STANDARD",4,710,6,"STANDARD",null,"1,1 kW",6107,null,null,null,null,null,"/","/","/","/",880.56363636363631,"3weeks",4,0,null,""]
[null,"CGT_ATEX_II2GExdIIBT5","CGT_ATEX","II2GExdIIBT5","CGT_ATEX_II2GExdIIBT5_4_710_6_1,5 kW STANDARD",4,710,6,"STANDARD",null,"1,5 kW",6219,null,null,null,null,null,"/","/","/","/",1693.7636363636361,"3weeks",4,0,null," PTC VERSION + 161,82 & DELIVERY TIME 7 WEEKS"]
[null,"CGT_ATEX_II2GExdIIBT5","CGT_ATEX","II2GExdIIBT5","CGT_ATEX_II2GExdIIBT5_4_710_6_2,2 kW STANDARD",4,710,6,"STANDARD",null,"2,2 kW",6293,null,null,null,null,null,"/","/","/","/",1562.2909090909091,"3weeks",4,0,null," PTC VERSION + 161,82 & DELIVERY TIME 7 WEEKS"]
[null,"CGT_ATEX_II2GExdIIBT5","CGT_ATEX","II2GExdIIBT5","CGT_ATEX_II2GExdIIBT5_4_710_6_3 kW STANDARD",4,710,6,"STANDARD",null,"3 kW",6101,null,null,null,null,null,"/","/","/","/",1562.2909090909091,"3weeks",4,0,null," PTC VERSION + 161,82 & DELIVERY TIME 7 WEEKS"]
[null,"CGT_ATEX_II2GExdIIBT5","CGT_ATEX","II2GExdIIBT5","CGT_ATEX_II2GExdIIBT5_4_710_6_4 kW STANDARD",4,710,6,"STANDARD",null,"4 kW",5796,null,null,null,null,null,"/","/","/","/",1196.8181818181818,"3weeks",4,0,null,""]
[null,"CGT_ATEX_II2GExdIIBT5","CGT_ATEX","II2GExdIIBT5","CGT_ATEX_II2GExdIIBT5_4_800_3_1,1 kW STANDARD",4,800,3,"STANDARD",null,"1,1 kW",6107,null,null,null,null,null,"/","/","/","/",1484.5636363636363,"to be confirmed",4,0,null,""]
[null,"CGT_ATEX_II2GExdIIBT5","CGT_ATEX","II2GExdIIBT5","CGT_ATEX_II2GExdIIBT5_4_800_3_1,5 kW STANDARD",4,800,3,"STANDARD",null,"1,5 kW",6219,null,null,null,null,null,"/","/","/","/",930.70909090909095,"3weeks",5.5,0,null,""]
[null,"CGT_ATEX_II2GExdIIBT5","CGT_ATEX","II2GExdIIBT5","CGT_ATEX_II2GExdIIBT5_4_800_3_2,2 kW STANDARD",4,800,3,"STANDARD",null,"2,2 kW",6293,null,null,null,null,null,"/","/","/","/",969.39999999999986,"to be confirmed",5.5,0,null,""]
[null,"CGT_ATEX_II2GExdIIBT5","CGT_ATEX","II2GExdIIBT5","CGT_ATEX_II2GExdIIBT5_4_800_3_3 kW STANDARD",4,800,3,"STANDARD",null,"3 kW",6101,null,null,null,null,null,"/","/","/","/",1842.7272727272725,"3weeks",5.5,0,null," PTC VERSION + 187,27 & DELIVERY TIME 7 WEEKS"]
[null,"CGT_ATEX_II2GExdIIBT5","CGT_ATEX","II2GExdIIBT5","CGT_ATEX_II2GExdIIBT5_4_800_3_4 kW STANDARD",4,800,3,"STANDARD",null,"4 kW",5796,null,null,null,null,null,"/","/","/","/",1692.9272727272723,"3weeks",5.5,0,null," PTC VERSION + 187,27 & DELIVERY TIME 7 WEEKS"]
[null,"CGT_ATEX_II2GExdIIBT5","CGT_ATEX","II2GExdIIBT5","CGT_ATEX_II2GExdIIBT5_4_800_3_5,5 kW STANDARD",4,800,3,"STANDARD",null,"5,5 kW",5883,null,null,null,null,null,"/","/","/","/",1692.9272727272723,"3weeks",5.5,0,null," PTC VERSION + 187,27 & DELIVERY TIME 7 WEEKS"]
[null,"CGT_ATEX_II2GExdIIBT5","CGT_ATEX","II2GExdIIBT5","CGT_ATEX_II2GExdIIBT5_4_800_6_1,5 kW STANDARD",4,800,6,"STANDARD",null,"1,5 kW",6219,null,null,null,null,null,"/","/","/","/",1490.8181818181815,"3weeks",5.5,0,null,""]
[null,"CGT_ATEX_II2GExdIIBT5","CGT_ATEX","II2GExdIIBT5","CGT_ATEX_II2GExdIIBT5_4_800_6_2,2 kW STANDARD",4,800,6,"STANDARD",null,"2,2 kW",6293,null,null,null,null,null,"/","/","/","/",1625.8363636363633,"to be confirmed",5.5,0,null,""]
[null,"CGT_ATEX_II2GExdIIBT5","CGT_ATEX","II2GExdIIBT5","CGT_ATEX_II2GExdIIBT5_4_800_6_3 kW STANDARD",4,800,6,"STANDARD",null,"3 kW",6101,null,null,null,null,null,"/","/","/","/",991.03636363636349,"3weeks",7.5,0,null,""]
[null,"CGT_ATEX_II2GExdIIBT5","CGT_ATEX","II2GExdIIBT5","CGT_ATEX_II2GExdIIBT5_4_800_6_4 kW STANDARD",4,800,6,"STANDARD",null,"4 kW",5796,null,null,null,null,null,"/","/","/","/",1038.7636363636361,"4weeks",7.5,0,null,""]
[null,"CGT_ATEX_II2GExdIIBT5","CGT_ATEX","II2GExdIIBT5","CGT_ATEX_II2GExdIIBT5_4_800_6_5,5 kW STANDARD",4,800,6,"STANDARD",null,"5,5 kW",5883,null,null,null,null,null,"/","/","/","/",2116.5090909090904,"3weeks",7.5,0,null," PTC VERSION + 187,27 & DELIVERY TIME 7 WEEKS"]
[null,"CGT_ATEX_II2GExdIIBT5","CGT_ATEX","II2GExdIIBT5","CGT_ATEX_II2GExdIIBT5_4_800_6_7,5 kW STANDARD",4,800,6,"STANDARD",null,"7,5 kW",6211,null,null,null,null,null,"/","/","/","/",1930.9454545454544,"3weeks",7.5,0,null," PTC VERSION + 187,27 & DELIVERY TIME 7 WEEKS"]
[null,"CGT_ATEX_II2GExdIIBT5","CGT_ATEX","II2GExdIIBT5","CGT_ATEX_II2GExdIIBT5_4_800_9_2,2 kW STANDARD",4,800,9,"STANDARD",null,"2,2 kW",6293,null,null,null,null,null,"/","/","/","/",1930.9454545454544,"3weeks",7.5,0,null," PTC VERSION + 187,27 & DELIVERY TIME 7 WEEKS"]
[null,"CGT_ATEX_II2GExdIIBT5","CGT_ATEX","II2GExdIIBT5","CGT_ATEX_II2GExdIIBT5_4_800_9_3 kW STANDARD",4,800,9,"STANDARD",null,"3 kW",6101,null,null,null,null,null,"/","/","/","/",1549.6181818181817,"3weeks",7.5,0,null,""]
[null,"CGT_ATEX_II2GExdIIBT5","CGT_ATEX","II2GExdIIBT5","CGT_ATEX_II2GExdIIBT5_4_800_9_4 kW STANDARD",4,800,9,"STANDARD",null,"4 kW",5796,null,null,null,null,null,"/","/","/","/",1806.0545454545452,"to be confirmed",7.5,0,null,""]
[null,"CGT_ATEX_II2GExdIIBT5","CGT_ATEX","II2GExdIIBT5","CGT_ATEX_II2GExdIIBT5_4_800_9_5,5 kW STANDARD",4,800,9,"STANDARD",null,"5,5 kW",5883,null,null,null,null,null,"/","/","/","/",953.49090909090899,"3weeks",2.2000000000000002,0,null,""]
[null,"CGT_ATEX_II2GExdIIBT5","CGT_ATEX","II2GExdIIBT5","CGT_ATEX_II2GExdIIBT5_4_800_9_7,5 kW STANDARD",4,800,9,"STANDARD",null,"7,5 kW",6211,null,null,null,null,null,"/","/","/","/",976.18181818181802,"to be confirmed",2.2000000000000002,0,null,""]
[null,"CGT_ATEX_II2GExdIIBT5","CGT_ATEX","II2GExdIIBT5","CGT_ATEX_II2GExdIIBT5_4_900_3_2,2 kW STANDARD",4,900,3,"STANDARD",null,"2,2 kW",6293,null,null,null,null,null,"/","/","/","/",1492.3090909090909,"3weeks",2.2000000000000002,0,null," PTC VERSION + 161,82 & DELIVERY TIME 7 WEEKS"]
[null,"CGT_ATEX_II2GExdIIBT5","CGT_ATEX","II2GExdIIBT5","CGT_ATEX_II2GExdIIBT5_4_900_3_3 kW STANDARD",4,900,3,"STANDARD",null,"3 kW",6101,null,null,null,null,null,"/","/","/","/",1407.4181818181817,"3weeks",2.2000000000000002,0,null," PTC VERSION + 161,82 & DELIVERY TIME 7 WEEKS"]
[null,"CGT_ATEX_II2GExdIIBT5","CGT_ATEX","II2GExdIIBT5","CGT_ATEX_II2GExdIIBT5_4_900_3_4 kW STANDARD",4,900,3,"STANDARD",null,"4 kW",5796,null,null,null,null,null,"/","/","/","/",1407.4181818181817,"3weeks",2.2000000000000002,0,null," PTC VERSION + 161,82 & DELIVERY TIME 7 WEEKS"]
[null,"CGT_ATEX_II2GExdIIBT5","CGT_ATEX","II2GExdIIBT5","CGT_ATEX_II2GExdIIBT5_4_900_3_5,5 kW STANDARD",4,900,3,"STANDARD",null,"5,5 kW",5883,null,null,null,null,null,"/","/","/","/",1201.0363636363634,"3weeks",2.2000000000000002,0,null,""]
[null,"CGT_ATEX_II2GExdIIBT5","CGT_ATEX","II2GExdIIBT5","CGT_ATEX_II2GExdIIBT5_4_900_3_7,5 kW STANDARD",4,900,3,"STANDARD",null,"7,5 kW",6211,null,null,null,null,null,"/","/","/","/",1441.6363636363635,"to be confirmed",2.2000000000000002,0,null,""]
[null,"CGT_ATEX_II2GExdIIBT5","CGT_ATEX","II2GExdIIBT5","CGT_ATEX_II2GExdIIBT5_4_900_6_11 kW STANDARD",4,900,6,"STANDARD",null,"11 kW",6155,null,null,null,null,null,"/","/","/","/",1006.3636363636363,"to be confirmed",3,0,null,""]
[null,"CGT_ATEX_II2GExdIIBT5","CGT_ATEX","II2GExdIIBT5","CGT_ATEX_II2GExdIIBT5_4_900_6_3 kW STANDARD",4,900,6,"STANDARD",null,"3 kW",6101,null,null,null,null,null,"/","/","/","/",979.29090909090905,"3weeks",3,0,null,""]
[null,"CGT_ATEX_II2GExdIIBT5","CGT_ATEX","II2GExdIIBT5","CGT_ATEX_II2GExdIIBT5_4_900_6_4 kW STANDARD",4,900,6,"STANDARD",null,"4 kW",5796,null,null,null,null,null,"/","/","/","/",1623.7818181818179,"3weeks",3,0,null," PTC VERSION + 161,82 & DELIVERY TIME 7 WEEKS"]
[null,"CGT_ATEX_II2GExdIIBT5","CGT_ATEX","II2GExdIIBT5","CGT_ATEX_II2GExdIIBT5_4_900_6_5,5 kW STANDARD",4,900,6,"STANDARD",null,"5,5 kW",5883,null,null,null,null,null,"/","/","/","/",1521.4363636363635,"3weeks",3,0,null," PTC VERSION + 161,82 & DELIVERY TIME 7 WEEKS"]
[null,"CGT_ATEX_II2GExdIIBT5","CGT_ATEX","II2GExdIIBT5","CGT_ATEX_II2GExdIIBT5_4_900_6_7,5 kW STANDARD",4,900,6,"STANDARD",null,"7,5 kW",6211,null,null,null,null,null,"/","/","/","/",1521.4363636363635,"3weeks",3,0,null," PTC VERSION + 161,82 & DELIVERY TIME 7 WEEKS"]
[null,"CGT_ATEX_II2GExdIIBT5","CGT_ATEX","II2GExdIIBT5","CGT_ATEX_II2GExdIIBT5_4_900_9_11 kW STANDARD",4,900,9,"STANDARD",null,"11 kW",6155,null,null,null,null,null,"/","/","/","/",1227.7636363636361,"3weeks",3,0,null,""]
[null,"CGT_ATEX_II2GExdIIBT5","CGT_ATEX","II2GExdIIBT5","CGT_ATEX_II2GExdIIBT5_4_900_9_15 kW STANDARD",4,900,9,"STANDARD",null,"15 kW",6185,null,null,null,null,null,"/","/","/","/",1543.9636363636364,"to be confirmed",3,0,null,""]
[null,"CGT_ATEX_II2GExdIIBT5","CGT_ATEX","II2GExdIIBT5","CGT_ATEX_II2GExdIIBT5_4_900_9_5,5 kW STANDARD",4,900,9,"STANDARD",null,"5,5 kW",5883,null,null,null,null,null,"/","/","/","/",1027.7818181818182,"3weeks",4,0,null,""]
[null,"CGT_ATEX_II2GExdIIBT5","CGT_ATEX","II2GExdIIBT5","CGT_ATEX_II2GExdIIBT5_4_900_9_7,5 kW STANDARD",4,900,9,"STANDARD",null,"7,5 kW",6211,null,null,null,null,null,"/","/","/","/",1058.9454545454544,"to be confirmed",4,0,null,""]
[null,"CGT_ATEX_II2GExdIIBT5","CGT_ATEX","II2GExdIIBT5","CGT_ATEX_II2GExdIIBT5_4_1000_3_11 kW STANDARD",4,1000,3,"STANDARD",null,"11 kW",6155,null,null,null,null,null,"/","/","/","/",1840.981818181818,"3weeks",4,0,null," PTC VERSION + 161,82 & DELIVERY TIME 7 WEEKS"]
[null,"CGT_ATEX_II2GExdIIBT5","CGT_ATEX","II2GExdIIBT5","CGT_ATEX_II2GExdIIBT5_4_1000_3_3 kW STANDARD",4,1000,3,"STANDARD",null,"3 kW",6101,null,null,null,null,null,"/","/","/","/",1709.5090909090909,"3weeks",4,0,null," PTC VERSION + 161,82 & DELIVERY TIME 7 WEEKS"]
[null,"CGT_ATEX_II2GExdIIBT5","CGT_ATEX","II2GExdIIBT5","CGT_ATEX_II2GExdIIBT5_4_1000_3_4 kW STANDARD",4,1000,3,"STANDARD",null,"4 kW",5796,null,null,null,null,null,"/","/","/","/",1709.5090909090909,"3weeks",4,0,null," PTC VERSION + 161,82 & DELIVERY TIME 7 WEEKS"]
[null,"CGT_ATEX_II2GExdIIBT5","CGT_ATEX","II2GExdIIBT5","CGT_ATEX_II2GExdIIBT5_4_1000_3_5,5 kW STANDARD",4,1000,3,"STANDARD",null,"5,5 kW",5883,null,null,null,null,null,"/","/","/","/",1344.0363636363636,"3weeks",4,0,null,""]
[null,"CGT_ATEX_II2GExdIIBT5","CGT_ATEX","II2GExdIIBT5","CGT_ATEX_II2GExdIIBT5_4_1000_3_7,5 kW STANDARD",4,1000,3,"STANDARD",null,"7,5 kW",6211,null,null,null,null,null,"/","/","/","/",1631.7818181818182,"to be confirmed",4,0,null,""]
[null,"CGT_ATEX_II2GExdIIBT5","CGT_ATEX","II2GExdIIBT5","CGT_ATEX_II2GExdIIBT5_4_1000_6_11 kW STANDARD",4,1000,6,"STANDARD",null,"11 kW",6155,null,null,null,null,null,"/","/","/","/",1116.6181818181817,"to be confirmed",5.5,0,null,""]
[null,"CGT_ATEX_II2GExdIIBT5","CGT_ATEX","II2GExdIIBT5","CGT_ATEX_II2GExdIIBT5_4_1000_6_15 kW STANDARD",4,1000,6,"STANDARD",null,"15 kW",6185,null,null,null,null,null,"/","/","/","/",1077.9272727272726,"3weeks",5.5,0,null,""]
[null,"CGT_ATEX_II2GExdIIBT5","CGT_ATEX","II2GExdIIBT5","CGT_ATEX_II2GExdIIBT5_4_1000_6_18,5 kW STANDARD",4,1000,6,"STANDARD",null,"18,5 kW",6054,null,null,null,null,null,"/","/","/","/",1989.9454545454544,"3weeks",5.5,0,null," PTC VERSION + 187,27 & DELIVERY TIME 7 WEEKS"]
[null,"CGT_ATEX_II2GExdIIBT5","CGT_ATEX","II2GExdIIBT5","CGT_ATEX_II2GExdIIBT5_4_1000_6_4 kW STANDARD",4,1000,6,"STANDARD",null,"4 kW",5796,null,null,null,null,null,"/","/","/","/",1840.1454545454542,"3weeks",5.5,0,null," PTC VERSION + 187,27 & DELIVERY TIME 7 WEEKS"]
[null,"CGT_ATEX_II2GExdIIBT5","CGT_ATEX","II2GExdIIBT5","CGT_ATEX_II2GExdIIBT5_4_1000_6_5,5 kW STANDARD",4,1000,6,"STANDARD",null,"5,5 kW",5883,null,null,null,null,null,"/","/","/","/",1840.1454545454542,"3weeks",5.5,0,null," PTC VERSION + 187,27 & DELIVERY TIME 7 WEEKS"]
[null,"CGT_ATEX_II2GExdIIBT5","CGT_ATEX","II2GExdIIBT5","CGT_ATEX_II2GExdIIBT5_4_1000_6_7,5 kW STANDARD",4,1000,6,"STANDARD",null,"7,5 kW",6211,null,null,null,null,null,"/","/","/","/",1638.0363636363634,"3weeks",5.5,0,null,""]
[null,"CGT_ATEX_II2GExdIIBT5","CGT_ATEX","II2GExdIIBT5","CGT_ATEX_II2GExdIIBT5_4_1000_9_11 kW STANDARD",4,1000,9,"STANDARD",null,"11 kW",6155,null,null,null,null,null,"/","/","/","/",1773.0545454545452,"to be confirmed",5.5,0,null,""]
[null,"CGT_ATEX_II2GExdIIBT5","CGT_ATEX","II2GExdIIBT5","CGT_ATEX_II2GExdIIBT5_4_1000_9_15 kW STANDARD",4,1000,9,"STANDARD",null,"15 kW",6185,null,null,null,null,null,"/","/","/","/",1185.981818181818,"4weeks",7.5,0,null,""]
[null,"CGT_ATEX_II2GExdIIBT5","CGT_ATEX","II2GExdIIBT5","CGT_ATEX_II2GExdIIBT5_4_1000_9_18,5 kW STANDARD",4,1000,9,"STANDARD",null,"18,5 kW",6054,null,null,null,null,null,"/","/","/","/",1138.2545454545452,"3weeks",7.5,0,null,""]
[null,"CGT_ATEX_II2GExdIIBT5","CGT_ATEX","II2GExdIIBT5","CGT_ATEX_II2GExdIIBT5_4_1000_9_22 kW STANDARD",4,1000,9,"STANDARD",null,"22 kW",6221,null,null,null,null,null,"/","/","/","/",2263.7272727272725,"3weeks",7.5,0,null," PTC VERSION + 187,27 & DELIVERY TIME 7 WEEKS"]
[null,"CGT_ATEX_II2GExdIIBT5","CGT_ATEX","II2GExdIIBT5","CGT_ATEX_II2GExdIIBT5_4_1000_9_7,5 kW STANDARD",4,1000,9,"STANDARD",null,"7,5 kW",6211,null,null,null,null,null,"/","/","/","/",2078.1636363636362,"3weeks",7.5,0,null," PTC VERSION + 187,27 & DELIVERY TIME 7 WEEKS"]
[null,"CGT_ATEX_II2GExdIIBT5","CGT_ATEX","II2GExdIIBT5","CGT_ATEX_II2GExdIIBT5_4_1250_3_11 kW STANDARD",4,1250,3,"STANDARD",null,"11 kW",6155,null,null,null,null,null,"/","/","/","/",2078.1636363636362,"3weeks",7.5,0,null," PTC VERSION + 187,27 & DELIVERY TIME 7 WEEKS"]
[null,"CGT_ATEX_II2GExdIIBT5","CGT_ATEX","II2GExdIIBT5","CGT_ATEX_II2GExdIIBT5_4_1250_3_15 kW STANDARD",4,1250,3,"STANDARD",null,"15 kW",6185,null,null,null,null,null,"/","/","/","/",1696.8363636363636,"3weeks",7.5,0,null,""]
[null,"CGT_ATEX_II2GExdIIBT5","CGT_ATEX","II2GExdIIBT5","CGT_ATEX_II2GExdIIBT5_4_1250_3_18,5 kW STANDARD",4,1250,3,"STANDARD",null,"18,5 kW",6054,null,null,null,null,null,"/","/","/","/",1953.272727272727,"to be confirmed",7.5,0,null,""]
[null,"CGT_ATEX_II2GExdIIBT5","CGT_ATEX","II2GExdIIBT5","CGT_ATEX_II2GExdIIBT5_4_1250_3_22 kW STANDARD",4,1250,3,"STANDARD",null,"22 kW",6221,null,null,null,null,null,"/","/","/","/",1455.0181818181816,"3weeks",11,0,null,""]
[null,"CGT_ATEX_II2GExdIIBT5","CGT_ATEX","II2GExdIIBT5","CGT_ATEX_II2GExdIIBT5_4_1250_3_30 kW STANDARD",4,1250,3,"STANDARD",null,"30 kW",5799,null,null,null,null,null,"/","/","/","/",1519.6727272727271,"4weeks",11,0,null,""]
[null,"CGT_ATEX_II2GExdIIBT5","CGT_ATEX","II2GExdIIBT5","CGT_ATEX_II2GExdIIBT5_4_1250_3_7,5 kW STANDARD",4,1250,3,"STANDARD",null,"7,5 kW",6211,null,null,null,null,null,"/","/","/","/",2677.9454545454541,"to be confirmed",11,0,null," PTC VERSION + 187,27 & DELIVERY TIME 7 WEEKS"]
[null,"CGT_ATEX_II2GExdIIBT5","CGT_ATEX","II2GExdIIBT5","CGT_ATEX_II2GExdIIBT5_4_1250_6_15 kW STANDARD",4,1250,6,"STANDARD",null,"15 kW",6185,null,null,null,null,null,"/","/","/","/",2443.0363636363636,"to be confirmed",11,0,null," PTC VERSION + 187,27 & DELIVERY TIME 7 WEEKS"]
[null,"CGT_ATEX_II2GExdIIBT5","CGT_ATEX","II2GExdIIBT5","CGT_ATEX_II2GExdIIBT5_4_1250_6_18,5 kW STANDARD",4,1250,6,"STANDARD",null,"18,5 kW",6054,null,null,null,null,null,"/","/","/","/",2443.0363636363636,"to be confirmed",11,0,null," PTC VERSION + 187,27 & DELIVERY TIME 7 WEEKS"]
[null,"CGT_ATEX_II2GExdIIBT5","CGT_ATEX","II2GExdIIBT5","CGT_ATEX_II2GExdIIBT5_4_1250_6_22 kW STANDARD",4,1250,6,"STANDARD",null,"22 kW",6221,null,null,null,null,null,"/","/","/","/",2249.9272727272728,"3weeks",11,0,null,""]
[null,"CGT_ATEX_II2GExdIIBT5","CGT_ATEX","II2GExdIIBT5","CGT_ATEX_II2GExdIIBT5_4_1250_6_30 kW STANDARD",4,1250,6,"STANDARD",null,"30 kW",5799,null,null,null,null,null,"/","/","/","/",2115.8545454545451,"to be confirmed",11,0,null,""]
[null,"CGT_ATEX_II2GExdIIBT5","CGT_ATEX","II2GExdIIBT5","CGT_ATEX_II2GExdIIBT5_4_1250_6_37 kW STANDARD",4,1250,6,"STANDARD",null,"37 kW",5865,null,null,null,null,null,"/","/","/","/",1566.4909090909089,"3weeks",15,0,null,""]
[null,"CGT_ATEX_II2GExdIIBT5","CGT_ATEX","II2GExdIIBT5","CGT_ATEX_II2GExdIIBT5_4_1250_6_45 kW STANDARD",4,1250,6,"STANDARD",null,"45 kW",5776,null,null,null,null,null,"/","/","/","/",1643.3818181818178,"4weeks",15,0,null,""]
[null,"CGT_ATEX_II2GExdIIBT5","CGT_ATEX","II2GExdIIBT5","CGT_ATEX_II2GExdIIBT5_4_1250_9_15 kW STANDARD",4,1250,9,"STANDARD",null,"15 kW",6185,null,null,null,null,null,"/","/","/","/",1671.0545454545452,"3weeks",3,0,null," PTC VERSION + 161,82 & DELIVERY TIME 7 WEEKS"]
[null,"CGT_ATEX_II2GExdIIBT5","CGT_ATEX","II2GExdIIBT5","CGT_ATEX_II2GExdIIBT5_4_1250_9_18,5 kW STANDARD",4,1250,9,"STANDARD",null,"18,5 kW",6054,null,null,null,null,null,"/","/","/","/",1568.7090909090907,"3weeks",3,0,null," PTC VERSION + 161,82 & DELIVERY TIME 7 WEEKS"]
[null,"CGT_ATEX_II2GExdIIBT5","CGT_ATEX","II2GExdIIBT5","CGT_ATEX_II2GExdIIBT5_4_1250_9_22 kW STANDARD",4,1250,9,"STANDARD",null,"22 kW",6221,null,null,null,null,null,"/","/","/","/",1568.7090909090907,"3weeks",3,0,null," PTC VERSION + 161,82 & DELIVERY TIME 7 WEEKS"]
[null,"CGT_ATEX_II2GExdIIBT5","CGT_ATEX","II2GExdIIBT5","CGT_ATEX_II2GExdIIBT5_4_1250_9_30 kW STANDARD",4,1250,9,"STANDARD",null,"30 kW",5799,null,null,null,null,null,"/","/","/","/",1275.0363636363636,"3weeks",3,0,null,""]
[null,"CGT_ATEX_II2GExdIIBT5","CGT_ATEX","II2GExdIIBT5","CGT_ATEX_II2GExdIIBT5_4_1250_9_37 kW STANDARD",4,1250,9,"STANDARD",null,"37 kW",5865,null,null,null,null,null,"/","/","/","/",1591.2363636363636,"to be confirmed",3,0,null,""]
[null,"CGT_ATEX_II2GExdIIBT5","CGT_ATEX","II2GExdIIBT5","CGT_ATEX_II2GExdIIBT5_4_1250_9_45 kW STANDARD",4,1250,9,"STANDARD",null,"45 kW",5776,null,null,null,null,null,"/","/","/","/",1075.0545454545454,"3weeks",4,0,null,""]
[null,"CGT_ATEX_II2GExdIIBT5","CGT_ATEX","II2GExdIIBT5","CGT_ATEX_II2GExdIIBT5_6_560_6_0,55 kW STANDARD",6,560,6,"STANDARD",null,"0,55 kW",5936,null,null,null,null,null,"/","/","/","/",1106.2181818181816,"to be confirmed",4,0,null,""]
[null,"CGT_ATEX_II2GExdIIBT5","CGT_ATEX","II2GExdIIBT5","CGT_ATEX_II2GExdIIBT5_6_630_6_0,55 kW STANDARD",6,630,6,"STANDARD",null,"0,55 kW",5936,null,null,null,null,null,"/","/","/","/",1888.2545454545452,"3weeks",4,0,null," PTC VERSION + 161,82 & DELIVERY TIME 7 WEEKS"]
[null,"CGT_ATEX_II2GExdIIBT5","CGT_ATEX","II2GExdIIBT5","CGT_ATEX_II2GExdIIBT5_6_630_6_0,75 kW STANDARD",6,630,6,"STANDARD",null,"0,75 kW",6275,null,null,null,null,null,"/","/","/","/",1756.7818181818182,"3weeks",4,0,null," PTC VERSION + 161,82 & DELIVERY TIME 7 WEEKS"]
[null,"CGT_ATEX_II2GExdIIBT5","CGT_ATEX","II2GExdIIBT5","CGT_ATEX_II2GExdIIBT5_6_710_3_0,55 kW STANDARD",6,710,3,"STANDARD",null,"0,55 kW",5936,null,null,null,null,null,"/","/","/","/",1756.7818181818182,"3weeks",4,0,null," PTC VERSION + 161,82 & DELIVERY TIME 7 WEEKS"]
[null,"CGT_ATEX_II2GExdIIBT5","CGT_ATEX","II2GExdIIBT5","CGT_ATEX_II2GExdIIBT5_6_710_3_0,75 kW STANDARD",6,710,3,"STANDARD",null,"0,75 kW",6275,null,null,null,null,null,"/","/","/","/",1391.3090909090909,"3weeks",4,0,null,""]
[null,"CGT_ATEX_II2GExdIIBT5","CGT_ATEX","II2GExdIIBT5","CGT_ATEX_II2GExdIIBT5_6_710_6_0,55 kW STANDARD",6,710,6,"STANDARD",null,"0,55 kW",5936,null,null,null,null,null,"/","/","/","/",1679.0545454545454,"to be confirmed",4,0,null,""]
[null,"CGT_ATEX_II2GExdIIBT5","CGT_ATEX","II2GExdIIBT5","CGT_ATEX_II2GExdIIBT5_6_710_6_0,75 kW STANDARD",6,710,6,"STANDARD",null,"0,75 kW",6275,null,null,null,null,null,"/","/","/","/",1125.2,"3weeks",5.5,0,null,""]
[null,"CGT_ATEX_II2GExdIIBT5","CGT_ATEX","II2GExdIIBT5","CGT_ATEX_II2GExdIIBT5_6_710_6_1,1 kW STANDARD",6,710,6,"STANDARD",null,"1,1 kW",6132,null,null,null,null,null,"/","/","/","/",1163.890909090909,"to be confirmed",5.5,0,null,""]
[null,"CGT_ATEX_II2GExdIIBT5","CGT_ATEX","II2GExdIIBT5","CGT_ATEX_II2GExdIIBT5_6_800_3_0,75 kW STANDARD",6,800,3,"STANDARD",null,"0,75 kW",6275,null,null,null,null,null,"/","/","/","/",2037.2181818181816,"3weeks",5.5,0,null," PTC VERSION + 187,27 & DELIVERY TIME 7 WEEKS"]
[null,"CGT_ATEX_II2GExdIIBT5","CGT_ATEX","II2GExdIIBT5","CGT_ATEX_II2GExdIIBT5_6_800_3_1,1 kW STANDARD",6,800,3,"STANDARD",null,"1,1 kW",6132,null,null,null,null,null,"/","/","/","/",1887.4181818181814,"3weeks",5.5,0,null," PTC VERSION + 187,27 & DELIVERY TIME 7 WEEKS"]
[null,"CGT_ATEX_II2GExdIIBT5","CGT_ATEX","II2GExdIIBT5","CGT_ATEX_II2GExdIIBT5_6_800_3_1,5 kW STANDARD",6,800,3,"STANDARD",null,"1,5 kW",5947,null,null,null,null,null,"/","/","/","/",1887.4181818181814,"3weeks",5.5,0,null," PTC VERSION + 187,27 & DELIVERY TIME 7 WEEKS"]
[null,"CGT_ATEX_II2GExdIIBT5","CGT_ATEX","II2GExdIIBT5","CGT_ATEX_II2GExdIIBT5_6_800_6_0,75 kW STANDARD",6,800,6,"STANDARD",null,"0,75 kW",6275,null,null,null,null,null,"/","/","/","/",1685.3090909090906,"3weeks",5.5,0,null,""]
[null,"CGT_ATEX_II2GExdIIBT5","CGT_ATEX","II2GExdIIBT5","CGT_ATEX_II2GExdIIBT5_6_800_6_1,1 kW STANDARD",6,800,6,"STANDARD",null,"1,1 kW",6132,null,null,null,null,null,"/","/","/","/",1820.3272727272724,"to be confirmed",5.5,0,null,""]
[null,"CGT_ATEX_II2GExdIIBT5","CGT_ATEX","II2GExdIIBT5","CGT_ATEX_II2GExdIIBT5_6_800_6_1,5 kW STANDARD",6,800,6,"STANDARD",null,"1,5 kW",5947,null,null,null,null,null,"/","/","/","/",1185.5272727272725,"3weeks",7.5,0,null,""]
[null,"CGT_ATEX_II2GExdIIBT5","CGT_ATEX","II2GExdIIBT5","CGT_ATEX_II2GExdIIBT5_6_800_6_2,2 kW STANDARD",6,800,6,"STANDARD",null,"2,2 kW",6138,null,null,null,null,null,"/","/","/","/",1233.2545454545452,"4weeks",7.5,0,null,""]
[null,"CGT_ATEX_II2GExdIIBT5","CGT_ATEX","II2GExdIIBT5","CGT_ATEX_II2GExdIIBT5_6_800_9_0,75 kW STANDARD",6,800,9,"STANDARD",null,"0,75 kW",6275,null,null,null,null,null,"/","/","/","/",2310.9999999999995,"3weeks",7.5,0,null," PTC VERSION + 187,27 & DELIVERY TIME 7 WEEKS"]
[null,"CGT_ATEX_II2GExdIIBT5","CGT_ATEX","II2GExdIIBT5","CGT_ATEX_II2GExdIIBT5_6_800_9_1,1 kW STANDARD",6,800,9,"STANDARD",null,"1,1 kW",6132,null,null,null,null,null,"/","/","/","/",2125.4363636363637,"3weeks",7.5,0,null," PTC VERSION + 187,27 & DELIVERY TIME 7 WEEKS"]
[null,"CGT_ATEX_II2GExdIIBT5","CGT_ATEX","II2GExdIIBT5","CGT_ATEX_II2GExdIIBT5_6_800_9_1,5 kW STANDARD",6,800,9,"STANDARD",null,"1,5 kW",5947,null,null,null,null,null,"/","/","/","/",2125.4363636363637,"3weeks",7.5,0,null," PTC VERSION + 187,27 & DELIVERY TIME 7 WEEKS"]
[null,"CGT_ATEX_II2GExdIIBT5","CGT_ATEX","II2GExdIIBT5","CGT_ATEX_II2GExdIIBT5_6_800_9_2,2 kW STANDARD",6,800,9,"STANDARD",null,"2,2 kW",6138,null,null,null,null,null,"/","/","/","/",1744.1090909090908,"3weeks",7.5,0,null,""]
[null,"CGT_ATEX_II2GExdIIBT5","CGT_ATEX","II2GExdIIBT5","CGT_ATEX_II2GExdIIBT5_6_800_9_3 kW STANDARD",6,800,9,"STANDARD",null,"3 kW",5828,null,null,null,null,null,"/","/","/","/",2000.5454545454543,"to be confirmed",7.5,0,null,""]
[null,"CGT_ATEX_II2GExdIIBT5","CGT_ATEX","II2GExdIIBT5","CGT_ATEX_II2GExdIIBT5_6_900_3_1,5 kW STANDARD",6,900,3,"STANDARD",null,"1,5 kW",5947,null,null,null,null,null,"/","/","/","/",1574.2181818181816,"4weeks",11,0,null,""]
[null,"CGT_ATEX_II2GExdIIBT5","CGT_ATEX","II2GExdIIBT5","CGT_ATEX_II2GExdIIBT5_6_900_3_2,2 kW STANDARD",6,900,3,"STANDARD",null,"2,2 kW",6138,null,null,null,null,null,"/","/","/","/",1509.5636363636363,"3weeks",11,0,null,""]
[null,"CGT_ATEX_II2GExdIIBT5","CGT_ATEX","II2GExdIIBT5","CGT_ATEX_II2GExdIIBT5_6_900_6_1,5 kW STANDARD",6,900,6,"STANDARD",null,"1,5 kW",5947,null,null,null,null,null,"/","/","/","/",2732.4909090909086,"to be confirmed",11,0,null," PTC VERSION + 187,27 & DELIVERY TIME 7 WEEKS"]
[null,"CGT_ATEX_II2GExdIIBT5","CGT_ATEX","II2GExdIIBT5","CGT_ATEX_II2GExdIIBT5_6_900_6_2,2 kW STANDARD",6,900,6,"STANDARD",null,"2,2 kW",6138,null,null,null,null,null,"/","/","/","/",2497.5818181818181,"to be confirmed",11,0,null," PTC VERSION + 187,27 & DELIVERY TIME 7 WEEKS"]
[null,"CGT_ATEX_II2GExdIIBT5","CGT_ATEX","II2GExdIIBT5","CGT_ATEX_II2GExdIIBT5_6_900_6_3 kW STANDARD",6,900,6,"STANDARD",null,"3 kW",5828,null,null,null,null,null,"/","/","/","/",2497.5818181818181,"to be confirmed",11,0,null," PTC VERSION + 187,27 & DELIVERY TIME 7 WEEKS"]
[null,"CGT_ATEX_II2GExdIIBT5","CGT_ATEX","II2GExdIIBT5","CGT_ATEX_II2GExdIIBT5_6_900_9_1,5 kW STANDARD",6,900,9,"STANDARD",null,"1,5 kW",5947,null,null,null,null,null,"/","/","/","/",2304.4727272727273,"3weeks",11,0,null,""]
[null,"CGT_ATEX_II2GExdIIBT5","CGT_ATEX","II2GExdIIBT5","CGT_ATEX_II2GExdIIBT5_6_900_9_2,2 kW STANDARD",6,900,9,"STANDARD",null,"2,2 kW",6138,null,null,null,null,null,"/","/","/","/",2170.4,"to be confirmed",11,0,null,""]
[null,"CGT_ATEX_II2GExdIIBT5","CGT_ATEX","II2GExdIIBT5","CGT_ATEX_II2GExdIIBT5_6_1000_3_1,5 kW STANDARD",6,1000,3,"STANDARD",null,"1,5 kW",5947,null,null,null,null,null,"/","/","/","/",1621.0363636363634,"3weeks",15,0,null,""]
[null,"CGT_ATEX_II2GExdIIBT5","CGT_ATEX","II2GExdIIBT5","CGT_ATEX_II2GExdIIBT5_6_1000_3_2,2 kW STANDARD",6,1000,3,"STANDARD",null,"2,2 kW",6138,null,null,null,null,null,"/","/","/","/",1697.9272727272723,"4weeks",15,0,null,""]
[null,"CGT_ATEX_II2GExdIIBT5","CGT_ATEX","II2GExdIIBT5","CGT_ATEX_II2GExdIIBT5_6_1000_3_3 kW STANDARD",6,1000,3,"STANDARD",null,"3 kW",5828,null,null,null,null,null,"/","/","/","/",3041.8181818181815,"to be confirmed",15,0,null," PTC VERSION + 187,27 & DELIVERY TIME 7 WEEKS"]
[null,"CGT_ATEX_II2GExdIIBT5","CGT_ATEX","II2GExdIIBT5","CGT_ATEX_II2GExdIIBT5_6_1000_3_4 kW STANDARD",6,1000,3,"STANDARD",null,"4 kW",5932,null,null,null,null,null,"/","/","/","/",2768.9272727272723,"to be confirmed",15,0,null," PTC VERSION + 187,27 & DELIVERY TIME 7 WEEKS"]
[null,"CGT_ATEX_II2GExdIIBT5","CGT_ATEX","II2GExdIIBT5","CGT_ATEX_II2GExdIIBT5_6_1000_6_1,5 kW STANDARD",6,1000,6,"STANDARD",null,"1,5 kW",5947,null,null,null,null,null,"/","/","/","/",2768.9272727272723,"to be confirmed",15,0,null," PTC VERSION + 187,27 & DELIVERY TIME 7 WEEKS"]
[null,"CGT_ATEX_II2GExdIIBT5","CGT_ATEX","II2GExdIIBT5","CGT_ATEX_II2GExdIIBT5_6_1000_6_2,2 kW STANDARD",6,1000,6,"STANDARD",null,"2,2 kW",6138,null,null,null,null,null,"/","/","/","/",2507.5999999999995,"3weeks",15,0,null,""]
[null,"CGT_ATEX_II2GExdIIBT5","CGT_ATEX","II2GExdIIBT5","CGT_ATEX_II2GExdIIBT5_6_1000_6_3 kW STANDARD",6,1000,6,"STANDARD",null,"3 kW",5828,null,null,null,null,null,"/","/","/","/",2479.6727272727271,"to be confirmed",15,0,null,""]
[null,"CGT_ATEX_II2GExdIIBT5","CGT_ATEX","II2GExdIIBT5","CGT_ATEX_II2GExdIIBT5_6_1000_6_4 kW STANDARD",6,1000,6,"STANDARD",null,"4 kW",5932,null,null,null,null,null,"/","/","/","/",1218.4363636363635,"to be confirmed",5.5,0,null,""]
[null,"CGT_ATEX_II2GExdIIBT5","CGT_ATEX","II2GExdIIBT5","CGT_ATEX_II2GExdIIBT5_6_1000_6_5,5 kW STANDARD",6,1000,6,"STANDARD",null,"5,5 kW",6257,null,null,null,null,null,"/","/","/","/",1179.7454545454545,"3weeks",5.5,0,null,""]
[null,"CGT_ATEX_II2GExdIIBT5","CGT_ATEX","II2GExdIIBT5","CGT_ATEX_II2GExdIIBT5_6_1000_9_2,2 kW STANDARD",6,1000,9,"STANDARD",null,"2,2 kW",6138,null,null,null,null,null,"/","/","/","/",2091.7636363636361,"3weeks",5.5,0,null," PTC VERSION + 187,27 & DELIVERY TIME 7 WEEKS"]
[null,"CGT_ATEX_II2GExdIIBT5","CGT_ATEX","II2GExdIIBT5","CGT_ATEX_II2GExdIIBT5_6_1000_9_3 kW STANDARD",6,1000,9,"STANDARD",null,"3 kW",5828,null,null,null,null,null,"/","/","/","/",1941.9636363636362,"3weeks",5.5,0,null," PTC VERSION + 187,27 & DELIVERY TIME 7 WEEKS"]
[null,"CGT_ATEX_II2GExdIIBT5","CGT_ATEX","II2GExdIIBT5","CGT_ATEX_II2GExdIIBT5_6_1000_9_4 kW STANDARD",6,1000,9,"STANDARD",null,"4 kW",5932,null,null,null,null,null,"/","/","/","/",1941.9636363636362,"3weeks",5.5,0,null," PTC VERSION + 187,27 & DELIVERY TIME 7 WEEKS"]
[null,"CGT_ATEX_II2GExdIIBT5","CGT_ATEX","II2GExdIIBT5","CGT_ATEX_II2GExdIIBT5_6_1000_9_5,5 kW STANDARD",6,1000,9,"STANDARD",null,"5,5 kW",6257,null,null,null,null,null,"/","/","/","/",1739.8545454545451,"3weeks",5.5,0,null,""]
[null,"CGT_ATEX_II2GExdIIBT5","CGT_ATEX","II2GExdIIBT5","CGT_ATEX_II2GExdIIBT5_6_1000_9_7,5 kW STANDARD",6,1000,9,"STANDARD",null,"7,5 kW",5879,null,null,null,null,null,"/","/","/","/",1874.8727272727272,"to be confirmed",5.5,0,null,""]
[null,"CGT_ATEX_II2GExdIIBT5","CGT_ATEX","II2GExdIIBT5","CGT_ATEX_II2GExdIIBT5_6_1250_3_11 kW STANDARD",6,1250,3,"STANDARD",null,"11 kW",5988,null,null,null,null,null,"/","/","/","/",1240.0727272727272,"3weeks",7.5,0,null,""]
[null,"CGT_ATEX_II2GExdIIBT5","CGT_ATEX","II2GExdIIBT5","CGT_ATEX_II2GExdIIBT5_6_1250_3_2,2 kW STANDARD",6,1250,3,"STANDARD",null,"2,2 kW",6138,null,null,null,null,null,"/","/","/","/",1287.7999999999997,"4weeks",7.5,0,null,""]
[null,"CGT_ATEX_II2GExdIIBT5","CGT_ATEX","II2GExdIIBT5","CGT_ATEX_II2GExdIIBT5_6_1250_3_3 kW STANDARD",6,1250,3,"STANDARD",null,"3 kW",5828,null,null,null,null,null,"/","/","/","/",2365.545454545454,"3weeks",7.5,0,null," PTC VERSION + 187,27 & DELIVERY TIME 7 WEEKS"]
[null,"CGT_ATEX_II2GExdIIBT5","CGT_ATEX","II2GExdIIBT5","CGT_ATEX_II2GExdIIBT5_6_1250_3_4 kW STANDARD",6,1250,3,"STANDARD",null,"4 kW",5932,null,null,null,null,null,"/","/","/","/",2179.9818181818182,"3weeks",7.5,0,null," PTC VERSION + 187,27 & DELIVERY TIME 7 WEEKS"]
[null,"CGT_ATEX_II2GExdIIBT5","CGT_ATEX","II2GExdIIBT5","CGT_ATEX_II2GExdIIBT5_6_1250_3_5,5 kW STANDARD",6,1250,3,"STANDARD",null,"5,5 kW",6257,null,null,null,null,null,"/","/","/","/",2179.9818181818182,"3weeks",7.5,0,null," PTC VERSION + 187,27 & DELIVERY TIME 7 WEEKS"]
[null,"CGT_ATEX_II2GExdIIBT5","CGT_ATEX","II2GExdIIBT5","CGT_ATEX_II2GExdIIBT5_6_1250_3_7,5 kW STANDARD",6,1250,3,"STANDARD",null,"7,5 kW",5879,null,null,null,null,null,"/","/","/","/",1798.6545454545453,"3weeks",7.5,0,null,""]
[null,"CGT_ATEX_II2GExdIIBT5","CGT_ATEX","II2GExdIIBT5","CGT_ATEX_II2GExdIIBT5_6_1250_6_11 kW STANDARD",6,1250,6,"STANDARD",null,"11 kW",5988,null,null,null,null,null,"/","/","/","/",2055.090909090909,"to be confirmed",7.5,0,null,""]
[null,"CGT_ATEX_II2GExdIIBT5","CGT_ATEX","II2GExdIIBT5","CGT_ATEX_II2GExdIIBT5_6_1250_6_15 kW STANDARD",6,1250,6,"STANDARD",null,"15 kW",5960,null,null,null,null,null,"/","/","/","/",1356.4181818181817,"to be confirmed",1.5,0.25,null,""]
[null,"CGT_ATEX_II2GExdIIBT5","CGT_ATEX","II2GExdIIBT5","CGT_ATEX_II2GExdIIBT5_6_1250_6_4 kW STANDARD",6,1250,6,"STANDARD",null,"4 kW",5932,null,null,null,null,null,"/","/","/","/",1463.6909090909089,"to be confirmed",2.2000000000000002,0.37,null,""]
[null,"CGT_ATEX_II2GExdIIBT5","CGT_ATEX","II2GExdIIBT5","CGT_ATEX_II2GExdIIBT5_6_1250_6_5,5 kW STANDARD",6,1250,6,"STANDARD",null,"5,5 kW",6257,null,null,null,null,null,"/","/","/","/",1521.8727272727272,"to be confirmed",3,0.55000000000000004,null,""]
[null,"CGT_ATEX_II2GExdIIBT5","CGT_ATEX","II2GExdIIBT5","CGT_ATEX_II2GExdIIBT5_6_1250_6_7,5 kW STANDARD",6,1250,6,"STANDARD",null,"7,5 kW",5879,null,null,null,null,null,"/","/","/","/",1534.6,"to be confirmed",4,0.65,null,""]
[null,"CGT_ATEX_II2GExdIIBT5","CGT_ATEX","II2GExdIIBT5","CGT_ATEX_II2GExdIIBT5_6_1250_9_11 kW STANDARD",6,1250,9,"STANDARD",null,"11 kW",5988,null,null,null,null,null,"/","/","/","/",1405.5090909090907,"to be confirmed",1.5,0.25,null,""]
[null,"CGT_ATEX_II2GExdIIBT5","CGT_ATEX","II2GExdIIBT5","CGT_ATEX_II2GExdIIBT5_6_1250_9_15 kW STANDARD",6,1250,9,"STANDARD",null,"15 kW",5960,null,null,null,null,null,"/","/","/","/",1512.7818181818179,"to be confirmed",2.2000000000000002,0.37,null,""]
[null,"CGT_ATEX_II2GExdIIBT5","CGT_ATEX","II2GExdIIBT5","CGT_ATEX_II2GExdIIBT5_6_1250_9_18,5 kW STANDARD",6,1250,9,"STANDARD",null,"18,5 kW",5872,null,null,null,null,null,"/","/","/","/",1570.9636363636362,"to be confirmed",3,0.55000000000000004,null,""]
[null,"CGT_ATEX_II2GExdIIBT5","CGT_ATEX","II2GExdIIBT5","CGT_ATEX_II2GExdIIBT5_6_1250_9_22 kW STANDARD",6,1250,9,"STANDARD",null,"22 kW",5926,null,null,null,null,null,"/","/","/","/",1583.6909090909089,"to be confirmed",4,0.65,null,""]
[null,"CGT_ATEX_II2GExdIIBT5","CGT_ATEX","II2GExdIIBT5","CGT_ATEX_II2GExdIIBT5_6_1250_9_5,5 kW STANDARD",6,1250,9,"STANDARD",null,"5,5 kW",6257,null,null,null,null,null,"/","/","/","/",1910.9636363636362,"to be confirmed",5.5,1,null,""]
[null,"CGT_ATEX_II2GExdIIBT5","CGT_ATEX","II2GExdIIBT5","CGT_ATEX_II2GExdIIBT5_6_1250_9_7,5 kW STANDARD",6,1250,9,"STANDARD",null,"7,5 kW",5879,null,null,null,null,null,"/","/","/","/",2529.1454545454544,"to be confirmed",7.5,1.3,null,""]
[null,"CGT_ATEX_II2GExdIICT4","CGT_ATEX","II2GExdIICT4","CGT_ATEX_II2GExdIICT4_2_400_6_1,1 kW STANDARD",2,400,6,"STANDARD",null,"1,1 kW",6063,null,null,null,null,null,"/","/","/","/",1450.9636363636362,"to be confirmed",1.5,0.25,null,""]
[null,"CGT_ATEX_II2GExdIICT4","CGT_ATEX","II2GExdIICT4","CGT_ATEX_II2GExdIICT4_2_400_6_1,5 kW STANDARD",2,400,6,"STANDARD",null,"1,5 kW",5990,null,null,null,null,null,"/","/","/","/",1558.2363636363634,"to be confirmed",2.2000000000000002,0.37,null,""]
[null,"CGT_ATEX_II2GExdIICT4","CGT_ATEX","II2GExdIICT4","CGT_ATEX_II2GExdIICT4_2_400_6_2,2 kW STANDARD",2,400,6,"STANDARD",null,"2,2 kW",6080,null,null,null,null,null,"/","/","/","/",1616.4181818181817,"to be confirmed",3,0.55000000000000004,null,""]
[null,"CGT_ATEX_II2GExdIICT4","CGT_ATEX","II2GExdIICT4","CGT_ATEX_II2GExdIICT4_2_450_6_1,5 kW STANDARD",2,450,6,"STANDARD",null,"1,5 kW",5990,null,null,null,null,null,"/","/","/","/",1629.1454545454544,"to be confirmed",4,0.65,null,""]
[null,"CGT_ATEX_II2GExdIICT4","CGT_ATEX","II2GExdIICT4","CGT_ATEX_II2GExdIICT4_2_450_6_2,2 kW STANDARD",2,450,6,"STANDARD",null,"2,2 kW",6080,null,null,null,null,null,"/","/","/","/",1956.4181818181817,"to be confirmed",5.5,1,null,""]
[null,"CGT_ATEX_II2GExdIICT4","CGT_ATEX","II2GExdIICT4","CGT_ATEX_II2GExdIICT4_2_450_6_3 kW STANDARD",2,450,6,"STANDARD",null,"3 kW",6285,null,null,null,null,null,"/","/","/","/",2574.6,"to be confirmed",7.5,1.3,null,""]
[null,"CGT_ATEX_II2GExdIICT4","CGT_ATEX","II2GExdIICT4","CGT_ATEX_II2GExdIICT4_4_450_6_0,37 kW STANDARD",4,450,6,"STANDARD",null,"0,37 kW",6225,null,null,null,null,null,"/","/","/","/",2978.2,"to be confirmed",11,1.8,null,""]
[null,"CGT_ATEX_II2GExdIICT4","CGT_ATEX","II2GExdIICT4","CGT_ATEX_II2GExdIICT4_4_450_6_0,55 kW STANDARD",4,450,6,"STANDARD",null,"0,55 kW",5791,null,null,null,null,null,"/","/","/","/",1940.0181818181816,"to be confirmed",2.2000000000000002,0.37,null,""]
[null,"CGT_ATEX_II2GExdIICT4","CGT_ATEX","II2GExdIICT4","CGT_ATEX_II2GExdIICT4_4_500_6_0,55 kW STANDARD",4,500,6,"STANDARD",null,"0,55 kW",5791,null,null,null,null,null,"/","/","/","/",1998.1999999999998,"to be confirmed",3,0.55000000000000004,null,""]
[null,"CGT_ATEX_II2GExdIICT4","CGT_ATEX","II2GExdIICT4","CGT_ATEX_II2GExdIICT4_4_500_6_0,75 kW STANDARD",4,500,6,"STANDARD",null,"0,75 kW",5822,null,null,null,null,null,"/","/","/","/",2010.9272727272726,"to be confirmed",4,0.65,null,""]
[null,"CGT_ATEX_II2GExdIICT4","CGT_ATEX","II2GExdIICT4","CGT_ATEX_II2GExdIICT4_4_500_6_1,1 kW STANDARD",4,500,6,"STANDARD",null,"1,1 kW",5963,null,null,null,null,null,"/","/","/","/",2338.1999999999998,"to be confirmed",5.5,1,null,""]
[null,"CGT_ATEX_II2GExdIICT4","CGT_ATEX","II2GExdIICT4","CGT_ATEX_II2GExdIICT4_4_560_6_0,55 kW STANDARD",4,560,6,"STANDARD",null,"0,55 kW",5791,null,null,null,null,null,"/","/","/","/",2956.3818181818178,"to be confirmed",7.5,1.3,null,""]
[null,"CGT_ATEX_II2GExdIICT4","CGT_ATEX","II2GExdIICT4","CGT_ATEX_II2GExdIICT4_4_560_6_0,75 kW STANDARD",4,560,6,"STANDARD",null,"0,75 kW",5822,null,null,null,null,null,"/","/","/","/",3029.1090909090908,"to be confirmed",11,1.8,null,""]
[null,"CGT_ATEX_II2GExdIICT4","CGT_ATEX","II2GExdIICT4","CGT_ATEX_II2GExdIICT4_4_560_6_1,1 kW STANDARD",4,560,6,"STANDARD",null,"1,1 kW",5963,null,null,null,null,null,"/","/","/","/",3552.7454545454543,"to be confirmed",15,2.5,null,""]
[null,"CGT_ATEX_II2GExdIICT4","CGT_ATEX","II2GExdIICT4","CGT_ATEX_II2GExdIICT4_4_560_6_1,5 kW STANDARD",4,560,6,"STANDARD",null,"1,5 kW",5888,null,null,null,null,null,"/","/","/","/",2061.8363636363633,"to be confirmed",4,0.65,null,""]
[null,"CGT_ATEX_II2GExdIICT4","CGT_ATEX","II2GExdIICT4","CGT_ATEX_II2GExdIICT4_4_630_6_0,75 kW STANDARD",4,630,6,"STANDARD",null,"0,75 kW",5822,null,null,null,null,null,"/","/","/","/",2389.1090909090908,"to be confirmed",5.5,1,null,""]
[null,"CGT_ATEX_II2GExdIICT4","CGT_ATEX","II2GExdIICT4","CGT_ATEX_II2GExdIICT4_4_630_6_1,1 kW STANDARD",4,630,6,"STANDARD",null,"1,1 kW",5963,null,null,null,null,null,"/","/","/","/",3007.2909090909088,"to be confirmed",7.5,1.3,null,""]
[null,"CGT_ATEX_II2GExdIICT4","CGT_ATEX","II2GExdIICT4","CGT_ATEX_II2GExdIICT4_4_630_6_1,5 kW STANDARD",4,630,6,"STANDARD",null,"1,5 kW",5888,null,null,null,null,null,"/","/","/","/",3105.4727272727268,"to be confirmed",11,1.8,null,""]
[null,"CGT_ATEX_II2GExdIICT4","CGT_ATEX","II2GExdIICT4","CGT_ATEX_II2GExdIICT4_4_630_6_2,2 kW STANDARD",4,630,6,"STANDARD",null,"2,2 kW",6153,null,null,null,null,null,"/","/","/","/",3629.1090909090908,"to be confirmed",15,2.5,null,""]
[null,"CGT_ATEX_II2GExdIICT4","CGT_ATEX","II2GExdIICT4","CGT_ATEX_II2GExdIICT4_4_630_6_3 kW STANDARD",4,630,6,"STANDARD",null,"3 kW",6203,null,null,null,null,null,"/","/","/","/",4525.4727272727278,"to be confirmed",18.5,3,null,""]
[null,"CGT_ATEX_II2GExdIICT4","CGT_ATEX","II2GExdIICT4","CGT_ATEX_II2GExdIICT4_4_710_3_0,75 kW STANDARD",4,710,3,"STANDARD",null,"0,75 kW",5822,null,null,null,null,null,"/","/","/","/",5114.5636363636368,"to be confirmed",25,4.5,null,""]
[null,"CGT_ATEX_II2GExdIICT4","CGT_ATEX","II2GExdIICT4","CGT_ATEX_II2GExdIICT4_4_710_3_1,1 kW STANDARD",4,710,3,"STANDARD",null,"1,1 kW",5963,null,null,null,null,null,"/","/","/","/",2138.1999999999998,"to be confirmed",4,0.65,null,""]
[null,"CGT_ATEX_II2GExdIICT4","CGT_ATEX","II2GExdIICT4","CGT_ATEX_II2GExdIICT4_4_710_3_1,5 kW STANDARD",4,710,3,"STANDARD",null,"1,5 kW",5888,null,null,null,null,null,"/","/","/","/",2465.4727272727268,"to be confirmed",5.5,1,null,""]
[null,"CGT_ATEX_II2GExdIICT4","CGT_ATEX","II2GExdIICT4","CGT_ATEX_II2GExdIICT4_4_710_3_2,2 kW STANDARD",4,710,3,"STANDARD",null,"2,2 kW",6153,null,null,null,null,null,"/","/","/","/",3083.6545454545453,"to be confirmed",7.5,1.3,null,""]
[null,"CGT_ATEX_II2GExdIICT4","CGT_ATEX","II2GExdIICT4","CGT_ATEX_II2GExdIICT4_4_710_3_3 kW STANDARD",4,710,3,"STANDARD",null,"3 kW",6203,null,null,null,null,null,"/","/","/","/",547.32727272727266,"to be confirmed",0.4,0.08,null,""]
[null,"CGT_ATEX_II2GExdIICT4","CGT_ATEX","II2GExdIICT4","CGT_ATEX_II2GExdIICT4_4_710_6_1,1 kW STANDARD",4,710,6,"STANDARD",null,"1,1 kW",5963,null,null,null,null,null,"/","/","/","/",583.70909090909095,"to be confirmed",0.4,0.08,null,""]
[null,"CGT_ATEX_II2GExdIICT4","CGT_ATEX","II2GExdIICT4","CGT_ATEX_II2GExdIICT4_4_710_6_1,5 kW STANDARD",4,710,6,"STANDARD",null,"1,5 kW",5888,null,null,null,null,null,"/","/","/","/",712.8,"to be confirmed",0.75,0.12,null,""]
[null,"CGT_ATEX_II2GExdIICT4","CGT_ATEX","II2GExdIICT4","CGT_ATEX_II2GExdIICT4_4_710_6_2,2 kW STANDARD",4,710,6,"STANDARD",null,"2,2 kW",6153,null,null,null,null,null,"/","/","/","/",594.56363636363631,"to be confirmed",0.4,0.08,null,""]
[null,"CGT_ATEX_II2GExdIICT4","CGT_ATEX","II2GExdIICT4","CGT_ATEX_II2GExdIICT4_4_710_6_3 kW STANDARD",4,710,6,"STANDARD",null,"3 kW",6203,null,null,null,null,null,"/","/","/","/",723.65454545454543,"to be confirmed",0.75,0.12,null,""]
[null,"CGT_ATEX_II2GExdIICT4","CGT_ATEX","II2GExdIICT4","CGT_ATEX_II2GExdIICT4_4_710_6_4 kW STANDARD",4,710,6,"STANDARD",null,"4 kW",5785,null,null,null,null,null,"/","/","/","/",641.83636363636356,"to be confirmed",0.4,0.08,null,""]
[null,"CGT_ATEX_II2GExdIICT4","CGT_ATEX","II2GExdIICT4","CGT_ATEX_II2GExdIICT4_4_800_3_1,1 kW STANDARD",4,800,3,"STANDARD",null,"1,1 kW",5963,null,null,null,null,null,"/","/","/","/",770.92727272727268,"to be confirmed",0.75,0.12,null,""]
[null,"CGT_ATEX_II2GExdIICT4","CGT_ATEX","II2GExdIICT4","CGT_ATEX_II2GExdIICT4_4_800_3_1,5 kW STANDARD",4,800,3,"STANDARD",null,"1,5 kW",5888,null,null,null,null,null,"/","/","/","/",781.83636363636356,"to be confirmed",1.1000000000000001,0.18,null,""]
[null,"CGT_ATEX_II2GExdIICT4","CGT_ATEX","II2GExdIICT4","CGT_ATEX_II2GExdIICT4_4_800_3_2,2 kW STANDARD",4,800,3,"STANDARD",null,"2,2 kW",6153,null,null,null,null,null,"/","/","/","/",709.18181818181813,"to be confirmed",0.4,0.08,null,""]
[null,"CGT_ATEX_II2GExdIICT4","CGT_ATEX","II2GExdIICT4","CGT_ATEX_II2GExdIICT4_4_800_3_3 kW STANDARD",4,800,3,"STANDARD",null,"3 kW",6203,null,null,null,null,null,"/","/","/","/",838.27272727272725,"to be confirmed",0.75,0.12,null,""]
[null,"CGT_ATEX_II2GExdIICT4","CGT_ATEX","II2GExdIICT4","CGT_ATEX_II2GExdIICT4_4_800_3_4 kW STANDARD",4,800,3,"STANDARD",null,"4 kW",5785,null,null,null,null,null,"/","/","/","/",849.18181818181813,"to be confirmed",1.1000000000000001,0.18,null,""]
[null,"CGT_ATEX_II2GExdIICT4","CGT_ATEX","II2GExdIICT4","CGT_ATEX_II2GExdIICT4_4_800_3_5,5 kW STANDARD",4,800,3,"STANDARD",null,"5,5 kW",5938,null,null,null,null,null,"/","/","/","/",885.5454545454545,"to be confirmed",0.75,0.12,null,""]
[null,"CGT_ATEX_II2GExdIICT4","CGT_ATEX","II2GExdIICT4","CGT_ATEX_II2GExdIICT4_4_800_6_1,5 kW STANDARD",4,800,6,"STANDARD",null,"1,5 kW",5888,null,null,null,null,null,"/","/","/","/",896.45454545454538,"to be confirmed",1.1000000000000001,0.18,null,""]
[null,"CGT_ATEX_II2GExdIICT4","CGT_ATEX","II2GExdIICT4","CGT_ATEX_II2GExdIICT4_4_800_6_2,2 kW STANDARD",4,800,6,"STANDARD",null,"2,2 kW",6153,null,null,null,null,null,"/","/","/","/",1025.5454545454543,"to be confirmed",1.5,0.25,null,""]
[null,"CGT_ATEX_II2GExdIICT4","CGT_ATEX","II2GExdIICT4","CGT_ATEX_II2GExdIICT4_4_800_6_3 kW STANDARD",4,800,6,"STANDARD",null,"3 kW",6203,null,null,null,null,null,"/","/","/","/",1132.8181818181818,"to be confirmed",2.2000000000000002,0.37,null,""]
[null,"CGT_ATEX_II2GExdIICT4","CGT_ATEX","II2GExdIICT4","CGT_ATEX_II2GExdIICT4_4_800_6_4 kW STANDARD",4,800,6,"STANDARD",null,"4 kW",5785,null,null,null,null,null,"/","/","/","/",941.90909090909076,"to be confirmed",0.75,0.12,null,""]
[null,"CGT_ATEX_II2GExdIICT4","CGT_ATEX","II2GExdIICT4","CGT_ATEX_II2GExdIICT4_4_800_6_5,5 kW STANDARD",4,800,6,"STANDARD",null,"5,5 kW",5938,null,null,null,null,null,"/","/","/","/",952.81818181818164,"to be confirmed",1.1000000000000001,0.18,null,""]
[null,"CGT_ATEX_II2GExdIICT4","CGT_ATEX","II2GExdIICT4","CGT_ATEX_II2GExdIICT4_4_800_6_7,5 kW STANDARD",4,800,6,"STANDARD",null,"7,5 kW",5862,null,null,null,null,null,"/","/","/","/",1081.9090909090908,"to be confirmed",1.5,0.25,null,""]
[null,"CGT_ATEX_II2GExdIICT4","CGT_ATEX","II2GExdIICT4","CGT_ATEX_II2GExdIICT4_4_800_9_2,2 kW STANDARD",4,800,9,"STANDARD",null,"2,2 kW",6153,null,null,null,null,null,"/","/","/","/",1189.181818181818,"to be confirmed",2.2000000000000002,0.37,null,""]
[null,"CGT_ATEX_II2GExdIICT4","CGT_ATEX","II2GExdIICT4","CGT_ATEX_II2GExdIICT4_4_800_9_3 kW STANDARD",4,800,9,"STANDARD",null,"3 kW",6203,null,null,null,null,null,"/","/","/","/",1247.3636363636363,"to be confirmed",3,0.55000000000000004,null,""]
[null,"CGT_ATEX_II2GExdIICT4","CGT_ATEX","II2GExdIICT4","CGT_ATEX_II2GExdIICT4_4_800_9_4 kW STANDARD",4,800,9,"STANDARD",null,"4 kW",5785,null,null,null,null,null,"/","/","/","/",1260.090909090909,"to be confirmed",4,0.65,null,""]
[null,"CGT_ATEX_II2GExdIICT4","CGT_ATEX","II2GExdIICT4","CGT_ATEX_II2GExdIICT4_4_800_9_5,5 kW STANDARD",4,800,9,"STANDARD",null,"5,5 kW",5938,null,null,null,null,null,"/","/","/","/",1229.1272727272726,"to be confirmed",1.5,0.25,null,""]
[null,"CGT_ATEX_II2GExdIICT4","CGT_ATEX","II2GExdIICT4","CGT_ATEX_II2GExdIICT4_4_800_9_7,5 kW STANDARD",4,800,9,"STANDARD",null,"7,5 kW",5862,null,null,null,null,null,"/","/","/","/",1276.3999999999999,"to be confirmed",1.5,0.25,null,""]
[null,"CGT_ATEX_II2GExdIICT4","CGT_ATEX","II2GExdIICT4","CGT_ATEX_II2GExdIICT4_4_900_3_2,2 kW STANDARD",4,900,3,"STANDARD",null,"2,2 kW",6153,null,null,null,null,null,"/","/","/","/",1383.6727272727271,"to be confirmed",2.2000000000000002,0.37,null,""]
[null,"CGT_ATEX_II2GExdIICT4","CGT_ATEX","II2GExdIICT4","CGT_ATEX_II2GExdIICT4_4_900_3_3 kW STANDARD",4,900,3,"STANDARD",null,"3 kW",6203,null,null,null,null,null,"/","/","/","/",1441.8545454545454,"to be confirmed",3,0.55000000000000004,null,""]
[null,"CGT_ATEX_II2GExdIICT4","CGT_ATEX","II2GExdIICT4","CGT_ATEX_II2GExdIICT4_4_900_3_4 kW STANDARD",4,900,3,"STANDARD",null,"4 kW",5785,null,null,null,null,null,"/","/","/","/",1330.9454545454544,"to be confirmed",1.5,0.25,null,""]
[null,"CGT_ATEX_II2GExdIICT4","CGT_ATEX","II2GExdIICT4","CGT_ATEX_II2GExdIICT4_4_900_3_5,5 kW STANDARD",4,900,3,"STANDARD",null,"5,5 kW",5938,null,null,null,null,null,"/","/","/","/",1438.2181818181816,"to be confirmed",2.2000000000000002,0.37,null,""]
[null,"CGT_ATEX_II2GExdIICT4","CGT_ATEX","II2GExdIICT4","CGT_ATEX_II2GExdIICT4_4_900_3_7,5 kW STANDARD",4,900,3,"STANDARD",null,"7,5 kW",5862,null,null,null,null,null,"/","/","/","/",1496.3999999999999,"to be confirmed",3,0.55000000000000004,null,""]
[null,"CGT_ATEX_II2GExdIICT4","CGT_ATEX","II2GExdIICT4","CGT_ATEX_II2GExdIICT4_4_900_6_11 kW STANDARD",4,900,6,"STANDARD",null,"11 kW",6105,null,null,null,null,null,"/","/","/","/",1114.8545454545454,"4weeks",1.5,0,null,""]
[null,"CGT_ATEX_II2GExdIICT4","CGT_ATEX","II2GExdIICT4","CGT_ATEX_II2GExdIICT4_4_900_6_3 kW STANDARD",4,900,6,"STANDARD",null,"3 kW",6203,null,null,null,null,null,"/","/","/","/",1143.3272727272727,"to be confirmed",1.5,0,null,""]
[null,"CGT_ATEX_II2GExdIICT4","CGT_ATEX","II2GExdIICT4","CGT_ATEX_II2GExdIICT4_4_900_6_4 kW STANDARD",4,900,6,"STANDARD",null,"4 kW",5785,null,null,null,null,null,"/","/","/","/",1671.1999999999998,"5weeks",1.5,0,null," PTC VERSION + 161,82 & DELIVERY TIME 7 WEEKS"]
[null,"CGT_ATEX_II2GExdIICT4","CGT_ATEX","II2GExdIICT4","CGT_ATEX_II2GExdIICT4_4_900_6_5,5 kW STANDARD",4,900,6,"STANDARD",null,"5,5 kW",5938,null,null,null,null,null,"/","/","/","/",1578.8181818181815,"5weeks",1.5,0,null," PTC VERSION + 161,82 & DELIVERY TIME 7 WEEKS"]
[null,"CGT_ATEX_II2GExdIICT4","CGT_ATEX","II2GExdIICT4","CGT_ATEX_II2GExdIICT4_4_900_6_7,5 kW STANDARD",4,900,6,"STANDARD",null,"7,5 kW",5862,null,null,null,null,null,"/","/","/","/",1578.8181818181815,"5weeks",1.5,0,null," PTC VERSION + 161,82 & DELIVERY TIME 7 WEEKS"]
[null,"CGT_ATEX_II2GExdIICT4","CGT_ATEX","II2GExdIICT4","CGT_ATEX_II2GExdIICT4_4_900_9_11 kW STANDARD",4,900,9,"STANDARD",null,"11 kW",6105,null,null,null,null,null,"/","/","/","/",1460.6363636363633,"5weeks",1.5,0,null,""]
[null,"CGT_ATEX_II2GExdIICT4","CGT_ATEX","II2GExdIICT4","CGT_ATEX_II2GExdIICT4_4_900_9_15 kW STANDARD",4,900,9,"STANDARD",null,"15 kW",6295,null,null,null,null,null,"/","/","/","/",1607.8727272727269,"to be confirmed",1.5,0,null,""]
[null,"CGT_ATEX_II2GExdIICT4","CGT_ATEX","II2GExdIICT4","CGT_ATEX_II2GExdIICT4_4_900_9_5,5 kW STANDARD",4,900,9,"STANDARD",null,"5,5 kW",5938,null,null,null,null,null,"/","/","/","/",1153.2909090909088,"4weeks",2.2000000000000002,0,null,""]
[null,"CGT_ATEX_II2GExdIICT4","CGT_ATEX","II2GExdIICT4","CGT_ATEX_II2GExdIICT4_4_900_9_7,5 kW STANDARD",4,900,9,"STANDARD",null,"7,5 kW",5862,null,null,null,null,null,"/","/","/","/",1184.181818181818,"to be confirmed",2.2000000000000002,0,null,""]
[null,"CGT_ATEX_II2GExdIICT4","CGT_ATEX","II2GExdIICT4","CGT_ATEX_II2GExdIICT4_4_1000_3_11 kW STANDARD",4,1000,3,"STANDARD",null,"11 kW",6105,null,null,null,null,null,"/","/","/","/",1816.8181818181818,"5weeks",2.2000000000000002,0,null," PTC VERSION + 161,82 & DELIVERY TIME 7 WEEKS"]
[null,"CGT_ATEX_II2GExdIICT4","CGT_ATEX","II2GExdIICT4","CGT_ATEX_II2GExdIICT4_4_1000_3_3 kW STANDARD",4,1000,3,"STANDARD",null,"3 kW",6203,null,null,null,null,null,"/","/","/","/",1705.3090909090906,"5weeks",2.2000000000000002,0,null," PTC VERSION + 161,82 & DELIVERY TIME 7 WEEKS"]
[null,"CGT_ATEX_II2GExdIICT4","CGT_ATEX","II2GExdIICT4","CGT_ATEX_II2GExdIICT4_4_1000_3_4 kW STANDARD",4,1000,3,"STANDARD",null,"4 kW",5785,null,null,null,null,null,"/","/","/","/",1705.3090909090906,"5weeks",2.2000000000000002,0,null," PTC VERSION + 161,82 & DELIVERY TIME 7 WEEKS"]
[null,"CGT_ATEX_II2GExdIICT4","CGT_ATEX","II2GExdIICT4","CGT_ATEX_II2GExdIICT4_4_1000_3_5,5 kW STANDARD",4,1000,3,"STANDARD",null,"5,5 kW",5938,null,null,null,null,null,"/","/","/","/",1641.7090909090909,"5weeks",2.2000000000000002,0,null,""]
[null,"CGT_ATEX_II2GExdIICT4","CGT_ATEX","II2GExdIICT4","CGT_ATEX_II2GExdIICT4_4_1000_3_7,5 kW STANDARD",4,1000,3,"STANDARD",null,"7,5 kW",5862,null,null,null,null,null,"/","/","/","/",1717.8363636363633,"to be confirmed",2.2000000000000002,0,null,""]
[null,"CGT_ATEX_II2GExdIICT4","CGT_ATEX","II2GExdIICT4","CGT_ATEX_II2GExdIICT4_4_1000_6_11 kW STANDARD",4,1000,6,"STANDARD",null,"11 kW",6105,null,null,null,null,null,"/","/","/","/",1215.2363636363634,"4weeks",3,0,null,""]
[null,"CGT_ATEX_II2GExdIICT4","CGT_ATEX","II2GExdIICT4","CGT_ATEX_II2GExdIICT4_4_1000_6_15 kW STANDARD",4,1000,6,"STANDARD",null,"15 kW",6295,null,null,null,null,null,"/","/","/","/",1255.4181818181817,"to be confirmed",3,0,null,""]
[null,"CGT_ATEX_II2GExdIICT4","CGT_ATEX","II2GExdIICT4","CGT_ATEX_II2GExdIICT4_4_1000_6_18,5 kW STANDARD",4,1000,6,"STANDARD",null,"18,5 kW",6141,null,null,null,null,null,"/","/","/","/",2212.1090909090908,"5weeks",3,0,null," PTC VERSION + 187,27 & DELIVERY TIME 7 WEEKS"]
[null,"CGT_ATEX_II2GExdIICT4","CGT_ATEX","II2GExdIICT4","CGT_ATEX_II2GExdIICT4_4_1000_6_4 kW STANDARD",4,1000,6,"STANDARD",null,"4 kW",5785,null,null,null,null,null,"/","/","/","/",2049,"5weeks",3,0,null," PTC VERSION + 187,27 & DELIVERY TIME 7 WEEKS"]
[null,"CGT_ATEX_II2GExdIICT4","CGT_ATEX","II2GExdIICT4","CGT_ATEX_II2GExdIICT4_4_1000_6_5,5 kW STANDARD",4,1000,6,"STANDARD",null,"5,5 kW",5938,null,null,null,null,null,"/","/","/","/",2049,"5weeks",3,0,null," PTC VERSION + 187,27 & DELIVERY TIME 7 WEEKS"]
[null,"CGT_ATEX_II2GExdIICT4","CGT_ATEX","II2GExdIICT4","CGT_ATEX_II2GExdIICT4_4_1000_6_7,5 kW STANDARD",4,1000,6,"STANDARD",null,"7,5 kW",5862,null,null,null,null,null,"/","/","/","/",1944.3999999999999,"5weeks",3,0,null,""]
[null,"CGT_ATEX_II2GExdIICT4","CGT_ATEX","II2GExdIICT4","CGT_ATEX_II2GExdIICT4_4_1000_9_11 kW STANDARD",4,1000,9,"STANDARD",null,"11 kW",6105,null,null,null,null,null,"/","/","/","/",1839.2545454545452,"to be confirmed",3,0,null,""]
[null,"CGT_ATEX_II2GExdIICT4","CGT_ATEX","II2GExdIICT4","CGT_ATEX_II2GExdIICT4_4_1000_9_15 kW STANDARD",4,1000,9,"STANDARD",null,"15 kW",6295,null,null,null,null,null,"/","/","/","/",1340.981818181818,"to be confirmed",4,0,null,""]
[null,"CGT_ATEX_II2GExdIICT4","CGT_ATEX","II2GExdIICT4","CGT_ATEX_II2GExdIICT4_4_1000_9_18,5 kW STANDARD",4,1000,9,"STANDARD",null,"18,5 kW",6141,null,null,null,null,null,"/","/","/","/",1289.6363636363635,"4weeks",4,0,null,""]
[null,"CGT_ATEX_II2GExdIICT4","CGT_ATEX","II2GExdIICT4","CGT_ATEX_II2GExdIICT4_4_1000_9_22 kW STANDARD",4,1000,9,"STANDARD",null,"22 kW",5935,null,null,null,null,null,"/","/","/","/",2414.3272727272724,"5weeks",4,0,null," PTC VERSION + 187,27 & DELIVERY TIME 7 WEEKS"]
[null,"CGT_ATEX_II2GExdIICT4","CGT_ATEX","II2GExdIICT4","CGT_ATEX_II2GExdIICT4_4_1000_9_7,5 kW STANDARD",4,1000,9,"STANDARD",null,"7,5 kW",5862,null,null,null,null,null,"/","/","/","/",2225.4181818181819,"5weeks",4,0,null," PTC VERSION + 187,27 & DELIVERY TIME 7 WEEKS"]
[null,"CGT_ATEX_II2GExdIICT4","CGT_ATEX","II2GExdIICT4","CGT_ATEX_II2GExdIICT4_4_1250_3_11 kW STANDARD",4,1250,3,"STANDARD",null,"11 kW",6105,null,null,null,null,null,"/","/","/","/",2225.4181818181819,"5weeks",4,0,null," PTC VERSION + 187,27 & DELIVERY TIME 7 WEEKS"]
[null,"CGT_ATEX_II2GExdIICT4","CGT_ATEX","II2GExdIICT4","CGT_ATEX_II2GExdIICT4_4_1250_3_15 kW STANDARD",4,1250,3,"STANDARD",null,"15 kW",6295,null,null,null,null,null,"/","/","/","/",2043.9636363636364,"5weeks",4,0,null,""]
[null,"CGT_ATEX_II2GExdIICT4","CGT_ATEX","II2GExdIICT4","CGT_ATEX_II2GExdIICT4_4_1250_3_18,5 kW STANDARD",4,1250,3,"STANDARD",null,"18,5 kW",6141,null,null,null,null,null,"/","/","/","/",1986.6363636363637,"to be confirmed",4,0,null,""]
[null,"CGT_ATEX_II2GExdIICT4","CGT_ATEX","II2GExdIICT4","CGT_ATEX_II2GExdIICT4_4_1250_3_22 kW STANDARD",4,1250,3,"STANDARD",null,"22 kW",5935,null,null,null,null,null,"/","/","/","/",1163.9454545454544,"4weeks",1.5,0,null,""]
[null,"CGT_ATEX_II2GExdIICT4","CGT_ATEX","II2GExdIICT4","CGT_ATEX_II2GExdIICT4_4_1250_3_30 kW STANDARD",4,1250,3,"STANDARD",null,"30 kW",5846,null,null,null,null,null,"/","/","/","/",1192.4181818181819,"to be confirmed",1.5,0,null,""]
[null,"CGT_ATEX_II2GExdIICT4","CGT_ATEX","II2GExdIICT4","CGT_ATEX_II2GExdIICT4_4_1250_3_7,5 kW STANDARD",4,1250,3,"STANDARD",null,"7,5 kW",5862,null,null,null,null,null,"/","/","/","/",1720.2909090909088,"5weeks",1.5,0,null," PTC VERSION + 161,82 & DELIVERY TIME 7 WEEKS"]
[null,"CGT_ATEX_II2GExdIICT4","CGT_ATEX","II2GExdIICT4","CGT_ATEX_II2GExdIICT4_4_1250_6_15 kW STANDARD",4,1250,6,"STANDARD",null,"15 kW",6295,null,null,null,null,null,"/","/","/","/",1627.9090909090905,"5weeks",1.5,0,null," PTC VERSION + 161,82 & DELIVERY TIME 7 WEEKS"]
[null,"CGT_ATEX_II2GExdIICT4","CGT_ATEX","II2GExdIICT4","CGT_ATEX_II2GExdIICT4_4_1250_6_18,5 kW STANDARD",4,1250,6,"STANDARD",null,"18,5 kW",6141,null,null,null,null,null,"/","/","/","/",1627.9090909090905,"5weeks",1.5,0,null," PTC VERSION + 161,82 & DELIVERY TIME 7 WEEKS"]
[null,"CGT_ATEX_II2GExdIICT4","CGT_ATEX","II2GExdIICT4","CGT_ATEX_II2GExdIICT4_4_1250_6_22 kW STANDARD",4,1250,6,"STANDARD",null,"22 kW",5935,null,null,null,null,null,"/","/","/","/",1509.7272727272725,"5weeks",1.5,0,null,""]
[null,"CGT_ATEX_II2GExdIICT4","CGT_ATEX","II2GExdIICT4","CGT_ATEX_II2GExdIICT4_4_1250_6_30 kW STANDARD",4,1250,6,"STANDARD",null,"30 kW",5846,null,null,null,null,null,"/","/","/","/",1656.9636363636362,"to be confirmed",1.5,0,null,""]
[null,"CGT_ATEX_II2GExdIICT4","CGT_ATEX","II2GExdIICT4","CGT_ATEX_II2GExdIICT4_4_1250_6_37 kW STANDARD",4,1250,6,"STANDARD",null,"37 kW",6013,null,null,null,null,null,"/","/","/","/",1202.3818181818181,"4weeks",2.2000000000000002,0,null,""]
[null,"CGT_ATEX_II2GExdIICT4","CGT_ATEX","II2GExdIICT4","CGT_ATEX_II2GExdIICT4_4_1250_6_45 kW STANDARD",4,1250,6,"STANDARD",null,"45 kW",5866,null,null,null,null,null,"/","/","/","/",1233.272727272727,"to be confirmed",2.2000000000000002,0,null,""]
[null,"CGT_ATEX_II2GExdIICT4","CGT_ATEX","II2GExdIICT4","CGT_ATEX_II2GExdIICT4_4_1250_9_15 kW STANDARD",4,1250,9,"STANDARD",null,"15 kW",6295,null,null,null,null,null,"/","/","/","/",1865.9090909090908,"5weeks",2.2000000000000002,0,null," PTC VERSION + 161,82 & DELIVERY TIME 7 WEEKS"]
[null,"CGT_ATEX_II2GExdIICT4","CGT_ATEX","II2GExdIICT4","CGT_ATEX_II2GExdIICT4_4_1250_9_18,5 kW STANDARD",4,1250,9,"STANDARD",null,"18,5 kW",6141,null,null,null,null,null,"/","/","/","/",1754.3999999999999,"5weeks",2.2000000000000002,0,null," PTC VERSION + 161,82 & DELIVERY TIME 7 WEEKS"]
[null,"CGT_ATEX_II2GExdIICT4","CGT_ATEX","II2GExdIICT4","CGT_ATEX_II2GExdIICT4_4_1250_9_22 kW STANDARD",4,1250,9,"STANDARD",null,"22 kW",5935,null,null,null,null,null,"/","/","/","/",1754.3999999999999,"5weeks",2.2000000000000002,0,null," PTC VERSION + 161,82 & DELIVERY TIME 7 WEEKS"]
[null,"CGT_ATEX_II2GExdIICT4","CGT_ATEX","II2GExdIICT4","CGT_ATEX_II2GExdIICT4_4_1250_9_30 kW STANDARD",4,1250,9,"STANDARD",null,"30 kW",5846,null,null,null,null,null,"/","/","/","/",1690.8,"5weeks",2.2000000000000002,0,null,""]
[null,"CGT_ATEX_II2GExdIICT4","CGT_ATEX","II2GExdIICT4","CGT_ATEX_II2GExdIICT4_4_1250_9_37 kW STANDARD",4,1250,9,"STANDARD",null,"37 kW",6013,null,null,null,null,null,"/","/","/","/",1766.9272727272726,"to be confirmed",2.2000000000000002,0,null,""]
[null,"CGT_ATEX_II2GExdIICT4","CGT_ATEX","II2GExdIICT4","CGT_ATEX_II2GExdIICT4_4_1250_9_45 kW STANDARD",4,1250,9,"STANDARD",null,"45 kW",5866,null,null,null,null,null,"/","/","/","/",1264.3272727272727,"4weeks",3,0,null,""]
[null,"CGT_ATEX_II2GExdIICT4","CGT_ATEX","II2GExdIICT4","CGT_ATEX_II2GExdIICT4_6_560_6_0,55 kW STANDARD",6,560,6,"STANDARD",null,"0,55 kW",6104,null,null,null,null,null,"/","/","/","/",1304.5090909090909,"to be confirmed",3,0,null,""]
[null,"CGT_ATEX_II2GExdIICT4","CGT_ATEX","II2GExdIICT4","CGT_ATEX_II2GExdIICT4_6_630_6_0,55 kW STANDARD",6,630,6,"STANDARD",null,"0,55 kW",6104,null,null,null,null,null,"/","/","/","/",2261.1999999999998,"5weeks",3,0,null," PTC VERSION + 187,27 & DELIVERY TIME 7 WEEKS"]
[null,"CGT_ATEX_II2GExdIICT4","CGT_ATEX","II2GExdIICT4","CGT_ATEX_II2GExdIICT4_6_630_6_0,75 kW STANDARD",6,630,6,"STANDARD",null,"0,75 kW",5975,null,null,null,null,null,"/","/","/","/",2098.090909090909,"5weeks",3,0,null," PTC VERSION + 187,27 & DELIVERY TIME 7 WEEKS"]
[null,"CGT_ATEX_II2GExdIICT4","CGT_ATEX","II2GExdIICT4","CGT_ATEX_II2GExdIICT4_6_710_3_0,55 kW STANDARD",6,710,3,"STANDARD",null,"0,55 kW",6104,null,null,null,null,null,"/","/","/","/",2098.090909090909,"5weeks",3,0,null," PTC VERSION + 187,27 & DELIVERY TIME 7 WEEKS"]
[null,"CGT_ATEX_II2GExdIICT4","CGT_ATEX","II2GExdIICT4","CGT_ATEX_II2GExdIICT4_6_710_3_0,75 kW STANDARD",6,710,3,"STANDARD",null,"0,75 kW",5975,null,null,null,null,null,"/","/","/","/",1993.4909090909091,"5weeks",3,0,null,""]
[null,"CGT_ATEX_II2GExdIICT4","CGT_ATEX","II2GExdIICT4","CGT_ATEX_II2GExdIICT4_6_710_6_0,55 kW STANDARD",6,710,6,"STANDARD",null,"0,55 kW",6104,null,null,null,null,null,"/","/","/","/",1888.3454545454542,"to be confirmed",3,0,null,""]
[null,"CGT_ATEX_II2GExdIICT4","CGT_ATEX","II2GExdIICT4","CGT_ATEX_II2GExdIICT4_6_710_6_0,75 kW STANDARD",6,710,6,"STANDARD",null,"0,75 kW",5975,null,null,null,null,null,"/","/","/","/",1390.0727272727272,"to be confirmed",4,0,null,""]
[null,"CGT_ATEX_II2GExdIICT4","CGT_ATEX","II2GExdIICT4","CGT_ATEX_II2GExdIICT4_6_710_6_1,1 kW STANDARD",6,710,6,"STANDARD",null,"1,1 kW",6301,null,null,null,null,null,"/","/","/","/",1338.7272727272725,"4weeks",4,0,null,""]
[null,"CGT_ATEX_II2GExdIICT4","CGT_ATEX","II2GExdIICT4","CGT_ATEX_II2GExdIICT4_6_800_3_0,75 kW STANDARD",6,800,3,"STANDARD",null,"0,75 kW",5975,null,null,null,null,null,"/","/","/","/",2463.4181818181814,"5weeks",4,0,null," PTC VERSION + 187,27 & DELIVERY TIME 7 WEEKS"]
[null,"CGT_ATEX_II2GExdIICT4","CGT_ATEX","II2GExdIICT4","CGT_ATEX_II2GExdIICT4_6_800_3_1,1 kW STANDARD",6,800,3,"STANDARD",null,"1,1 kW",6301,null,null,null,null,null,"/","/","/","/",2274.5090909090909,"5weeks",4,0,null," PTC VERSION + 187,27 & DELIVERY TIME 7 WEEKS"]
[null,"CGT_ATEX_II2GExdIICT4","CGT_ATEX","II2GExdIICT4","CGT_ATEX_II2GExdIICT4_6_800_3_1,5 kW STANDARD",6,800,3,"STANDARD",null,"1,5 kW",6174,null,null,null,null,null,"/","/","/","/",2274.5090909090909,"5weeks",4,0,null," PTC VERSION + 187,27 & DELIVERY TIME 7 WEEKS"]
[null,"CGT_ATEX_II2GExdIICT4","CGT_ATEX","II2GExdIICT4","CGT_ATEX_II2GExdIICT4_6_800_6_0,75 kW STANDARD",6,800,6,"STANDARD",null,"0,75 kW",5975,null,null,null,null,null,"/","/","/","/",2093.0545454545454,"5weeks",4,0,null,""]
[null,"CGT_ATEX_II2GExdIICT4","CGT_ATEX","II2GExdIICT4","CGT_ATEX_II2GExdIICT4_6_800_6_1,1 kW STANDARD",6,800,6,"STANDARD",null,"1,1 kW",6301,null,null,null,null,null,"/","/","/","/",2035.7272727272727,"to be confirmed",4,0,null,""]
[null,"CGT_ATEX_II2GExdIICT4","CGT_ATEX","II2GExdIICT4","CGT_ATEX_II2GExdIICT4_6_800_6_1,5 kW STANDARD",6,800,6,"STANDARD",null,"1,5 kW",6174,null,null,null,null,null,"/","/","/","/",1485.1454545454542,"4weeks",5.5,0,null,""]
[null,"CGT_ATEX_II2GExdIICT4","CGT_ATEX","II2GExdIICT4","CGT_ATEX_II2GExdIICT4_6_800_6_2,2 kW STANDARD",6,800,6,"STANDARD",null,"2,2 kW",6089,null,null,null,null,null,"/","/","/","/",2718.8909090909092,"5weeks",5.5,0,null," PTC VERSION + 187,27 & DELIVERY TIME 7 WEEKS"]
[null,"CGT_ATEX_II2GExdIICT4","CGT_ATEX","II2GExdIICT4","CGT_ATEX_II2GExdIICT4_6_800_9_0,75 kW STANDARD",6,800,9,"STANDARD",null,"0,75 kW",5975,null,null,null,null,null,"/","/","/","/",2496.6909090909089,"5weeks",5.5,0,null," PTC VERSION + 187,27 & DELIVERY TIME 7 WEEKS"]
[null,"CGT_ATEX_II2GExdIICT4","CGT_ATEX","II2GExdIICT4","CGT_ATEX_II2GExdIICT4_6_800_9_1,1 kW STANDARD",6,800,9,"STANDARD",null,"1,1 kW",6301,null,null,null,null,null,"/","/","/","/",2496.6909090909089,"5weeks",5.5,0,null," PTC VERSION + 187,27 & DELIVERY TIME 7 WEEKS"]
[null,"CGT_ATEX_II2GExdIICT4","CGT_ATEX","II2GExdIICT4","CGT_ATEX_II2GExdIICT4_6_800_9_1,5 kW STANDARD",6,800,9,"STANDARD",null,"1,5 kW",6174,null,null,null,null,null,"/","/","/","/",2191.9454545454541,"5weeks",5.5,0,null,""]
[null,"CGT_ATEX_II2GExdIICT4","CGT_ATEX","II2GExdIICT4","CGT_ATEX_II2GExdIICT4_6_800_9_2,2 kW STANDARD",6,800,9,"STANDARD",null,"2,2 kW",6089,null,null,null,null,null,"/","/","/","/",2246.4909090909086,"to be confirmed",5.5,0,null,""]
[null,"CGT_ATEX_II2GExdIICT4","CGT_ATEX","II2GExdIICT4","CGT_ATEX_II2GExdIICT4_6_800_9_3 kW STANDARD",6,800,9,"STANDARD",null,"3 kW",6047,null,null,null,null,null,"/","/","/","/",1747.5818181818179,"4weeks",7.5,0,null,""]
[null,"CGT_ATEX_II2GExdIICT4","CGT_ATEX","II2GExdIICT4","CGT_ATEX_II2GExdIICT4_6_900_3_1,5 kW STANDARD",6,900,3,"STANDARD",null,"1,5 kW",6174,null,null,null,null,null,"/","/","/","/",1682.9454545454541,"4weeks",7.5,0,null,""]
[null,"CGT_ATEX_II2GExdIICT4","CGT_ATEX","II2GExdIICT4","CGT_ATEX_II2GExdIICT4_6_900_3_2,2 kW STANDARD",6,900,3,"STANDARD",null,"2,2 kW",6089,null,null,null,null,null,"/","/","/","/",1278.7272727272725,"to be confirmed",2.2000000000000002,0,null,""]
[null,"CGT_ATEX_II2GExdIICT4","CGT_ATEX","II2GExdIICT4","CGT_ATEX_II2GExdIICT4_6_900_6_1,5 kW STANDARD",6,900,6,"STANDARD",null,"1,5 kW",6174,null,null,null,null,null,"/","/","/","/",1247.8363636363633,"4weeks",2.2000000000000002,0,null,""]
[null,"CGT_ATEX_II2GExdIICT4","CGT_ATEX","II2GExdIICT4","CGT_ATEX_II2GExdIICT4_6_900_6_2,2 kW STANDARD",6,900,6,"STANDARD",null,"2,2 kW",6089,null,null,null,null,null,"/","/","/","/",1911.3636363636363,"5weeks",2.2000000000000002,0,null," PTC VERSION + 161,82 & DELIVERY TIME 7 WEEKS"]
[null,"CGT_ATEX_II2GExdIICT4","CGT_ATEX","II2GExdIICT4","CGT_ATEX_II2GExdIICT4_6_900_6_3 kW STANDARD",6,900,6,"STANDARD",null,"3 kW",6047,null,null,null,null,null,"/","/","/","/",1799.8545454545451,"5weeks",2.2000000000000002,0,null," PTC VERSION + 161,82 & DELIVERY TIME 7 WEEKS"]
[null,"CGT_ATEX_II2GExdIICT4","CGT_ATEX","II2GExdIICT4","CGT_ATEX_II2GExdIICT4_6_1000_3_3 kW STANDARD",6,1000,3,"STANDARD",null,"3 kW",6047,null,null,null,null,null,"/","/","/","/",1349.9636363636364,"to be confirmed",3,0,null,""]
[null,"CGT_ATEX_II2GExdIICT4","CGT_ATEX","II2GExdIICT4","CGT_ATEX_II2GExdIICT4_6_1000_6_4 kW STANDARD",6,1000,6,"STANDARD",null,"4 kW",5861,null,null,null,null,null,"/","/","/","/",1933.7999999999997,"to be confirmed",3,0,null,""]
[null,"CGT_ATEX_II2GExdIICT4","CGT_ATEX","II2GExdIICT4","CGT_ATEX_II2GExdIICT4_6_1250_3_2,2 kW STANDARD",6,1250,3,"STANDARD",null,"2,2 kW",6089,null,null,null,null,null,"/","/","/","/",1530.5999999999997,"4weeks",5.5,0,null,""]
[null,"CGT_ATEX_II2GExdIICT4","CGT_ATEX","II2GExdIICT4","CGT_ATEX_II2GExdIICT4_6_1250_6_11 kW STANDARD",6,1250,6,"STANDARD",null,"11 kW",6254,null,null,null,null,null,"/","/","/","/",2291.9454545454541,"to be confirmed",5.5,0,null,""]
[null,"CGT_ATEX_II2GExeIIT3","CGT_ATEX","II2GExeIIT3","CGT_ATEX_II2GExeIIT3_2_400_6_1,1 kW STANDARD",2,400,6,"STANDARD",null,"1,1 kW",5775,null,null,null,null,null,"/","/","/","/",3542.8545454545451,"to be confirmed",11,0,null," PTC VERSION + 187,27 & DELIVERY TIME 7 WEEKS"]
[null,"CGT_ATEX_II2GExeIIT3","CGT_ATEX","II2GExeIIT3","CGT_ATEX_II2GExeIIT3_4_500_6_1,1 kW STANDARD",4,500,6,"STANDARD",null,"1,1 kW",5793,null,null,null,null,null,"/","/","/","/",2181.6363636363635,"5weeks",2.2000000000000002,0,null," PTC VERSION + 161,82 & DELIVERY TIME 7 WEEKS"]
[null,"CGT_ATEX_II2GExeIIT3","CGT_ATEX","II2GExeIIT3","CGT_ATEX_II2GExeIIT3_4_630_6_0,75 kW STANDARD",4,630,6,"STANDARD",null,"0,75 kW",5810,null,null,null,null,null,"/","/","/","/",1691.5636363636363,"4weeks",3,0,null,""]
[null,"CGT_ATEX_II2GExeIIT3","CGT_ATEX","II2GExeIIT3","CGT_ATEX_II2GExeIIT3_4_710_3_2,2 kW STANDARD",4,710,3,"STANDARD",null,"2,2 kW",6082,null,null,null,null,null,"/","/","/","/",2890.6545454545449,"5weeks",4,0,null," PTC VERSION + 187,27 & DELIVERY TIME 7 WEEKS"]
[null,"CGT_ATEX_II2GExeIIT3","CGT_ATEX","II2GExeIIT3","CGT_ATEX_II2GExeIIT3_4_710_6_4 kW STANDARD",4,710,6,"STANDARD",null,"4 kW",6173,null,null,null,null,null,"/","/","/","/",3146.1272727272726,"5weeks",5.5,0,null," PTC VERSION + 187,27 & DELIVERY TIME 7 WEEKS"]
[null,"CGT_ATEX_II2GExeIIT3","CGT_ATEX","II2GExeIIT3","CGT_ATEX_II2GExeIIT3_4_800_6_2,2 kW STANDARD",4,800,6,"STANDARD",null,"2,2 kW",6082,null,null,null,null,null,"/","/","/","/",3036.5999999999995,"5weeks",7.5,0,null," PTC VERSION + 187,27 & DELIVERY TIME 7 WEEKS"]
[null,"CGT_ATEX_II2GExeIIT3","CGT_ATEX","II2GExeIIT3","CGT_ATEX_II2GExeIIT3_4_800_9_5,5 kW STANDARD",4,800,9,"STANDARD",null,"5,5 kW",6017,null,null,null,null,null,"/","/","/","/",3544.0727272727272,"5weeks",11,0,null,""]
[null,"CGT_ATEX_II2GExeIIT3","CGT_ATEX","II2GExeIIT3","CGT_ATEX_II2GExeIIT3_4_900_3_5,5 kW STANDARD",4,900,3,"STANDARD",null,"5,5 kW",6017,null,null,null,null,null,"/","/","/","/",4578.3636363636369,"to be confirmed",15,0,null," PTC VERSION + 187,27 & DELIVERY TIME 7 WEEKS"]
[null,"CGT_ATEX_II2GExeIIT3","CGT_ATEX","II2GExeIIT3","CGT_ATEX_II2GExeIIT3_4_1000_3_3 kW STANDARD",4,1000,3,"STANDARD",null,"3 kW",6192,null,null,null,null,null,"/","/","/","/",3197.0363636363636,"5weeks",5.5,0,null," PTC VERSION + 187,27 & DELIVERY TIME 7 WEEKS"]
[null,"CGT_ATEX_II2GExeIIT3","CGT_ATEX","II2GExeIIT3","CGT_ATEX_II2GExeIIT3_4_1000_6_15 kW STANDARD",4,1000,6,"STANDARD",null,"15 kW",6077,null,null,null,null,null,"/","/","/","/",2161.0909090909086,"4weeks",7.5,0,null,""]
[null,"CGT_ATEX_II2GExeIIT3","CGT_ATEX","II2GExeIIT3","CGT_ATEX_II2GExeIIT3_4_1000_9_11 kW STANDARD",4,1000,9,"STANDARD",null,"11 kW",5914,null,null,null,null,null,"/","/","/","/",3474.5818181818177,"5weeks",7.5,0,null,""]
[null,"CGT_ATEX_II2GExeIIT3","CGT_ATEX","II2GExeIIT3","CGT_ATEX_II2GExeIIT3_4_1250_3_22 kW STANDARD",4,1250,3,"STANDARD",null,"22 kW",6260,null,null,null,null,null,"/","/","/","/",2742.8181818181815,"4weeks",15,0,null,""]
[null,"CGT_ATEX_II2GExeIIT3","CGT_ATEX","II2GExeIIT3","CGT_ATEX_II2GExeIIT3_4_1250_6_37 kW STANDARD",4,1250,6,"STANDARD",null,"37 kW",6229,null,null,null,null,null,"/","/","/","/",3145.2909090909088,"4weeks",18.5,0,null,""]
[null,"CGT_ATEX_II2GExeIIT3","CGT_ATEX","II2GExeIIT3","CGT_ATEX_II2GExeIIT3_4_1250_9_45 kW STANDARD",4,1250,9,"STANDARD",null,"45 kW",5973,null,null,null,null,null,"/","/","/","/",3239.3999999999996,"4weeks",22,0,null,""]
[null,"CGT_ATEX_II2GExeIIT3","CGT_ATEX","II2GExeIIT3","CGT_ATEX_II2GExeIIT3_6_710_6_1,1 kW STANDARD",6,710,6,"STANDARD",null,"1,1 kW",5811,null,null,null,null,null,"/","/","/","/",3273.4,"5weeks",5.5,0,null," PTC VERSION + 187,27 & DELIVERY TIME 7 WEEKS"]
[null,"CGT_ATEX_II2GExeIIT3","CGT_ATEX","II2GExeIIT3","CGT_ATEX_II2GExeIIT3_6_900_6_1,5 kW STANDARD",6,900,6,"STANDARD",null,"1,5 kW",6057,null,null,null,null,null,"/","/","/","/",508.61818181818177,"4weeks",0.55000000000000004,0,null,""]
[null,"CGT_ATEX_II2GExeIIT3","CGT_ATEX","II2GExeIIT3","CGT_ATEX_II2GExeIIT3_6_1000_3_2,2 kW STANDARD",6,1000,3,"STANDARD",null,"2,2 kW",6161,null,null,null,null,null,"/","/","/","/",537.83636363636356,"4weeks",0.37,0,null,""]
[null,"CGT_ATEX_II2GExeIIT3","CGT_ATEX","II2GExeIIT3","CGT_ATEX_II2GExeIIT3_6_1000_9_2,2 kW STANDARD",6,1000,9,"STANDARD",null,"2,2 kW",6161,null,null,null,null,null,"/","/","/","/",591.20000000000005,"to be confirmed",0.75,0,null,""]
[null,"CGT_ATEX_II2GExeIIT3","CGT_ATEX","II2GExeIIT3","CGT_ATEX_II2GExeIIT3_6_1250_3_4 kW STANDARD",6,1250,3,"STANDARD",null,"4 kW",5909,null,null,null,null,null,"/","/","/","/",1034.7636363636364,"to be confirmed",1.1000000000000001,0,null,""]
[null,"CGT_ATEX_II2GExeIIT3","CGT_ATEX","II2GExeIIT3","CGT_ATEX_II2GExeIIT3_6_1250_3_5,5 kW STANDARD",6,1250,3,"STANDARD",null,"5,5 kW",6299,null,null,null,null,null,"/","/","/","/",555.85454545454547,"4weeks",0.55000000000000004,0,null,""]
[null,"CGT_ATEX_II2GExeIIT3","CGT_ATEX","II2GExeIIT3","CGT_ATEX_II2GExeIIT3_6_1250_9_7,5 kW STANDARD",6,1250,9,"STANDARD",null,"7,5 kW",6051,null,null,null,null,null,"/","/","/","/",982.23636363636354,"to be confirmed",0.75,0,null,""]
[null,"CGT_ATEX_II3DExtcIIICT125","CGT_ATEX","II3DExtcIIICT125","CGT_ATEX_II3DExtcIIICT125_2_450_6_1,5 kW STANDARD",2,450,6,"STANDARD",null,"1,5 kW",6122,null,null,null,null,null,"/","/","/","/",902.81818181818164,"5weeks",0.55000000000000004,0,null," PTC VERSION + 134,55 & DELIVERY TIME 7 WEEKS"]
[null,"CGT_ATEX_II3DExtcIIICT125","CGT_ATEX","II3DExtcIIICT125","CGT_ATEX_II3DExtcIIICT125_4_500_6_1,1 kW STANDARD",4,500,6,"STANDARD",null,"1,1 kW",5839,null,null,null,null,null,"/","/","/","/",971.0545454545454,"5weeks",0.75,0,null," PTC VERSION + 161,82 & DELIVERY TIME 7 WEEKS"]
[null,"CGT_ATEX_II3DExtcIIICT125","CGT_ATEX","II3DExtcIIICT125","CGT_ATEX_II3DExtcIIICT125_4_710_3_1,1 kW STANDARD",4,710,3,"STANDARD",null,"1,1 kW",5839,null,null,null,null,null,"/","/","/","/",716.67272727272723,"to be confirmed",0.75,0,null,""]
[null,"CGT_ATEX_II3DExtcIIICT125","CGT_ATEX","II3DExtcIIICT125","CGT_ATEX_II3DExtcIIICT125_4_710_6_4 kW STANDARD",4,710,6,"STANDARD",null,"4 kW",6250,null,null,null,null,null,"/","/","/","/",743.83636363636356,"to be confirmed",1.1000000000000001,0,null,""]
[null,"CGT_ATEX_II3DExtcIIICT125","CGT_ATEX","II3DExtcIIICT125","CGT_ATEX_II3DExtcIIICT125_4_800_6_1,5 kW STANDARD",4,800,6,"STANDARD",null,"1,5 kW",5894,null,null,null,null,null,"/","/","/","/",1200.6727272727269,"5weeks",1.5,0,null," PTC VERSION + 161,82 & DELIVERY TIME 7 WEEKS"]
[null,"CGT_ATEX_II3DExtcIIICT125","CGT_ATEX","II3DExtcIIICT125","CGT_ATEX_II3DExtcIIICT125_4_800_9_3 kW STANDARD",4,800,9,"STANDARD",null,"3 kW",5992,null,null,null,null,null,"/","/","/","/",1085.6727272727269,"5weeks",0.75,0,null," PTC VERSION + 161,82 & DELIVERY TIME 7 WEEKS"]
[null,"CGT_ATEX_II3DExtcIIICT125","CGT_ATEX","II3DExtcIIICT125","CGT_ATEX_II3DExtcIIICT125_4_900_3_7,5 kW STANDARD",4,900,3,"STANDARD",null,"7,5 kW",5962,null,null,null,null,null,"/","/","/","/",1137.2727272727273,"5weeks",1.1000000000000001,0,null," PTC VERSION + 161,82 & DELIVERY TIME 7 WEEKS"]
[null,"CGT_ATEX_II3DExtcIIICT125","CGT_ATEX","II3DExtcIIICT125","CGT_ATEX_II3DExtcIIICT125_4_900_6_7,5 kW STANDARD",4,900,6,"STANDARD",null,"7,5 kW",5962,null,null,null,null,null,"/","/","/","/",1340.3272727272724,"5weeks",1.5,0,null," PTC VERSION + 161,82 & DELIVERY TIME 7 WEEKS"]
[null,"CGT_ATEX_II3DExtcIIICT125","CGT_ATEX","II3DExtcIIICT125","CGT_ATEX_II3DExtcIIICT125_4_1000_3_11 kW STANDARD",4,1000,3,"STANDARD",null,"11 kW",6018,null,null,null,null,null,"/","/","/","/",822.41818181818178,"4weeks",2.2000000000000002,0,null,""]
[null,"CGT_ATEX_II3DExtcIIICT125","CGT_ATEX","II3DExtcIIICT125","CGT_ATEX_II3DExtcIIICT125_4_1000_9_15 kW STANDARD",4,1000,9,"STANDARD",null,"15 kW",6202,null,null,null,null,null,"/","/","/","/",822.09090909090912,"4weeks",1.1000000000000001,0,null,""]
[null,"CGT_ATEX_II3DExtcIIICT125","CGT_ATEX","II3DExtcIIICT125","CGT_ATEX_II3DExtcIIICT125_4_1250_3_15 kW STANDARD",4,1250,3,"STANDARD",null,"15 kW",6202,null,null,null,null,null,"/","/","/","/",1263.8727272727269,"to be confirmed",1.1000000000000001,0,null,""]
[null,"CGT_ATEX_II3DExtcIIICT125","CGT_ATEX","II3DExtcIIICT125","CGT_ATEX_II3DExtcIIICT125_4_1250_6_30 kW STANDARD",4,1250,6,"STANDARD",null,"30 kW",6020,null,null,null,null,null,"/","/","/","/",909.67272727272723,"to be confirmed",2.2000000000000002,0,null,""]
[null,"CGT_ATEX_II3DExtcIIICT125","CGT_ATEX","II3DExtcIIICT125","CGT_ATEX_II3DExtcIIICT125_4_1250_9_45 kW STANDARD",4,1250,9,"STANDARD",null,"45 kW",6199,null,null,null,null,null,"/","/","/","/",980.90909090909088,"to be confirmed",3,0,null,""]
[null,"CGT_ATEX_II3DExtcIIICT125","CGT_ATEX","II3DExtcIIICT125","CGT_ATEX_II3DExtcIIICT125_6_710_3_0,75 kW STANDARD",6,710,3,"STANDARD",null,"0,75 kW",6214,null,null,null,null,null,"/","/","/","/",1016.0363636363636,"to be confirmed",1.5,0,null,""]
[null,"CGT_ATEX_II3DExtcIIICT125","CGT_ATEX","II3DExtcIIICT125","CGT_ATEX_II3DExtcIIICT125_6_800_6_1,1 kW STANDARD",6,800,6,"STANDARD",null,"1,1 kW",6226,null,null,null,null,null,"/","/","/","/",1056.890909090909,"to be confirmed",2.2000000000000002,0,null,""]
[null,"CGT_ATEX_II3DExtcIIICT125","CGT_ATEX","II3DExtcIIICT125","CGT_ATEX_II3DExtcIIICT125_6_800_9_1,5 kW STANDARD",6,800,9,"STANDARD",null,"1,5 kW",5849,null,null,null,null,null,"/","/","/","/",1063.3090909090909,"to be confirmed",1.5,0,null,""]
[null,"CGT_ATEX_II3DExtcIIICT125","CGT_ATEX","II3DExtcIIICT125","CGT_ATEX_II3DExtcIIICT125_6_900_6_2,2 kW STANDARD",6,900,6,"STANDARD",null,"2,2 kW",5998,null,null,null,null,null,"/","/","/","/",1527.8545454545451,"to be confirmed",1.5,0,null,""]
[null,"CGT_ATEX_II3DExtcIIICT125","CGT_ATEX","II3DExtcIIICT125","CGT_ATEX_II3DExtcIIICT125_6_1000_3_4 kW STANDARD",6,1000,3,"STANDARD",null,"4 kW",6061,null,null,null,null,null,"/","/","/","/",1135.2181818181818,"4weeks",3,0,null,""]
[null,"CGT_ATEX_II3DExtcIIICT125","CGT_ATEX","II3DExtcIIICT125","CGT_ATEX_II3DExtcIIICT125_6_1000_9_4 kW STANDARD",6,1000,9,"STANDARD",null,"4 kW",6061,null,null,null,null,null,"/","/","/","/",1089.3818181818181,"4weeks",1.5,0,null,""]
[null,"CGT_ATEX_II3DExtcIIICT125","CGT_ATEX","II3DExtcIIICT125","CGT_ATEX_II3DExtcIIICT125_6_1250_6_15 kW STANDARD",6,1250,6,"STANDARD",null,"15 kW",5972,null,null,null,null,null,"/","/","/","/",1791.3454545454545,"5weeks",2.2000000000000002,0,null," PTC VERSION + 161,82 & DELIVERY TIME 7 WEEKS"]
[null,"CGT_ATEX_II3DExtcIIICT125","CGT_ATEX","II3DExtcIIICT125","CGT_ATEX_II3DExtcIIICT125_6_1250_9_18,5 kW STANDARD",6,1250,9,"STANDARD",null,"18,5 kW",6042,null,null,null,null,null,"/","/","/","/",1189.7636363636364,"4weeks",3,0,null,""]
[null,"CHGT_F300","CHGT","F300","CHGT_F300_4_500_6_0,75 kW STANDARD",4,500,6,"STANDARD",null,"0,75 kW",1857,null,null,null,null,null,"/","/","/","/",1945.9090909090908,"5weeks",4.5,1.5,null,""]
[null,"CHGT_F300","CHGT","F300","CHGT_F300_4_560_6_2,2 kW IE3",4,560,6,"IE3",null,"2,2 kW",6052,null,null,null,null,null,"/","/","/","/",2285.7090909090907,"to be confirmed",14,4.5,null,""]
[null,"CHGT_F300","CHGT","F300","CHGT_F300_4_560_6_1,5 kW STANDARD",4,560,6,"STANDARD",null,"1,5 kW",1859,null,null,null,null,null,"/","/","/","/",3644.272727272727,"5weeks",20,8.5,null,""]
[null,"CHGT_F300","CHGT","F300","CHGT_F300_4_630_6_1,1 kW STANDARD",4,630,6,"STANDARD",null,"1,1 kW",1858,null,null,null,null,null,"/","/","/","/",3108.7818181818179,"5weeks",14,4.5,null,""]
[null,"CHGT_F300","CHGT","F300","CHGT_F300_4_710_3_3 kW IE3",4,710,3,"IE3",null,"3 kW",5898,null,null,null,null,null,"/","/","/","/",2590.6363636363635,"5weeks",10,3.3,null,""]
[null,"CHGT_F300","CHGT","F300","CHGT_F300_4_710_6_2,2 kW IE3",4,710,6,"IE3",null,"2,2 kW",6052,null,null,null,null,null,"/","/","/","/",4071.5090909090904,"5weeks",20,8.5,null,""]
[null,"CHGT_F300","CHGT","F300","CHGT_F300_4_800_3_1,1 kW IE3",4,800,3,"IE3",null,"1,1 kW",5856,null,null,null,null,null,"/","/","/","/",3345.7818181818179,"5weeks",10,3.3,null,""]
[null,"CHGT_F300","CHGT","F300","CHGT_F300_4_800_3_5,5 kW IE3",4,800,3,"IE3",null,"5,5 kW",5987,null,null,null,null,null,"/","/","/","/",3220.545454545454,"to be confirmed",20,8.5,null,""]
[null,"CHGT_F300","CHGT","F300","CHGT_F300_4_800_6_1,5 kW STANDARD",4,800,6,"STANDARD",null,"1,5 kW",1859,null,null,null,null,null,"/","/","/","/",4198.7818181818175,"5weeks",20,8.5,null,""]
[null,"CHGT_F300","CHGT","F300","CHGT_F300_4_800_6_2,2 kW STANDARD",4,800,6,"STANDARD",null,"2,2 kW",1860,null,null,null,null,null,"/","/","/","/",4193.1272727272726,"to be confirmed",26,9,null,""]
[null,"CHGT_F300","CHGT","F300","CHGT_F300_4_800_9_5,5 kW IE3",4,800,9,"IE3",null,"5,5 kW",5987,null,null,null,null,null,"/","/","/","/",546.63636363636351,"5weeks",0.55000000000000004,0.2,null,""]
[null,"CHGT_F300","CHGT","F300","CHGT_F300_4_900_3_3 kW IE3",4,900,3,"IE3",null,"3 kW",5898,null,null,null,null,null,"/","/","/","/",615.74545454545444,"5weeks",0.55000000000000004,0.2,null,""]
[null,"CHGT_F300","CHGT","F300","CHGT_F300_4_900_3_7,5 kW STANDARD",4,900,3,"STANDARD",null,"7,5 kW",1864,null,null,null,null,null,"/","/","/","/",652.12727272727273,"5weeks",0.55000000000000004,0.2,null,""]
[null,"CHGT_F300","CHGT","F300","CHGT_F300_4_900_6_11 kW STANDARD",4,900,6,"STANDARD",null,"11 kW",1866,null,null,null,null,null,"/","/","/","/",719.85454545454547,"to be confirmed",1.5,0.37,null,""]
[null,"CHGT_F300","CHGT","F300","CHGT_F300_4_900_9_7,5 kW IE3",4,900,9,"IE3",null,"7,5 kW",6136,null,null,null,null,null,"/","/","/","/",710.50909090909079,"to be confirmed",1.1000000000000001,0.3,null,""]
[null,"CHGT_F300","CHGT","F300","CHGT_F300_4_1000_3_11 kW IE3",4,1000,3,"IE3",null,"11 kW",5857,null,null,null,null,null,"/","/","/","/",947.45454545454538,"5weeks",1.1000000000000001,0.3,null,""]
[null,"CHGT_F300","CHGT","F300","CHGT_F300_4_1000_6_5,5 kW IE3",4,1000,6,"IE3",null,"5,5 kW",5987,null,null,null,null,null,"/","/","/","/",1531.3272727272727,"5weeks",4.5,1.5,null,""]
[null,"CHGT_F300","CHGT","F300","CHGT_F300_4_1000_6_7,5 kW STANDARD",4,1000,6,"STANDARD",null,"7,5 kW",1864,null,null,null,null,null,"/","/","/","/",1250.3818181818181,"5weeks",2.2000000000000002,0.7,null,""]
[null,"CHGT_F300","CHGT","F300","CHGT_F300_4_1000_9_11 kW IE3",4,1000,9,"IE3",null,"11 kW",5857,null,null,null,null,null,"/","/","/","/",1067,"to be confirmed",3,1,null,""]
[null,"CHGT_F300","CHGT","F300","CHGT_F300_4_1000_9_22 kW STANDARD",4,1000,9,"STANDARD",null,"22 kW",1869,null,null,null,null,null,"/","/","/","/",1002.9090909090909,"to be confirmed",2.2000000000000002,0.7,null,""]
[null,"CHGT_F300","CHGT","F300","CHGT_F300_4_1250_3_15 kW STANDARD",4,1250,3,"STANDARD",null,"15 kW",1867,null,null,null,null,null,"/","/","/","/",1354.0181818181818,"5weeks",2.2000000000000002,0.7,null,""]
[null,"CHGT_F300","CHGT","F300","CHGT_F300_4_1250_6_15 kW IE3",4,1250,6,"IE3",null,"15 kW",6239,null,null,null,null,null,"/","/","/","/",1433.981818181818,"5weeks",6,2.2000000000000002,null,""]
[null,"CHGT_F300","CHGT","F300","CHGT_F300_4_1250_6_22 kW STANDARD",4,1250,6,"STANDARD",null,"22 kW",1869,null,null,null,null,null,"/","/","/","/",1460.9636363636362,"5weeks",4.5,1.5,null,""]
[null,"CHGT_F300","CHGT","F300","CHGT_F300_4_1250_9_22 kW STANDARD",4,1250,9,"STANDARD",null,"22 kW",1869,null,null,null,null,null,"/","/","/","/",1508.2363636363634,"5weeks",4.5,1.5,null,""]
[null,"CHGT_F300","CHGT","F300","CHGT_F300_4_1250_9_30 kW STANDARD",4,1250,9,"STANDARD",null,"30 kW",1870,null,null,null,null,null,"/","/","/","/",1865.890909090909,"5weeks",4.5,1.5,null,""]
[null,"CHGT_F300","CHGT","F300","CHGT_F300_6_630_6_0,55 kW STANDARD",6,630,6,"STANDARD",null,"0,55 kW",1873,null,null,null,null,null,"/","/","/","/",1562.7818181818179,"5weeks",4.5,1.5,null,""]
[null,"CHGT_F300","CHGT","F300","CHGT_F300_6_800_3_1,5 kW IE3",6,800,3,"IE3",null,"1,5 kW",5901,null,null,null,null,null,"/","/","/","/",1718.2545454545452,"3weeks",7.5,1.5,null,""]
[null,"CHGT_F300","CHGT","F300","CHGT_F300_6_800_3_0,75 kW STANDARD",6,800,3,"STANDARD",null,"0,75 kW",1874,null,null,null,null,null,"/","/","/","/",2056.272727272727,"3weeks",7.5,1.5,null,""]
[null,"CHGT_F300","CHGT","F300","CHGT_F300_6_800_9_1,1 kW IE3",6,800,9,"IE3",null,"1,1 kW",6165,null,null,null,null,null,"/","/","/","/",1892.2181818181816,"3weeks",5.5,1.1000000000000001,null,""]
[null,"CHGT_F300","CHGT","F300","CHGT_F300_6_800_9_1,5 kW STANDARD",6,800,9,"STANDARD",null,"1,5 kW",1876,null,null,null,null,null,"/","/","/","/",2825.363636363636,"3weeks",14,3.5,null,""]
[null,"CHGT_F300","CHGT","F300","CHGT_F300_6_900_6_2,2 kW IE3",6,900,6,"IE3",null,"2,2 kW",6181,null,null,null,null,null,"/","/","/","/",2150.8181818181815,"3weeks",7.5,1.5,null,""]
[null,"CHGT_F300","CHGT","F300","CHGT_F300_6_900_9_1,5 kW STANDARD",6,900,9,"STANDARD",null,"1,5 kW",1876,null,null,null,null,null,"/","/","/","/",3668.5272727272727,"3weeks",20,5,null,""]
[null,"CHGT_F300","CHGT","F300","CHGT_F300_6_1000_3_1,5 kW STANDARD",6,1000,3,"STANDARD",null,"1,5 kW",1876,null,null,null,null,null,"/","/","/","/",2532.6,"3weeks",7.5,1.5,null,""]
[null,"CHGT_F300","CHGT","F300","CHGT_F300_6_1000_3_2,2 kW STANDARD",6,1000,3,"STANDARD",null,"2,2 kW",1877,null,null,null,null,null,"/","/","/","/",2496.145454545454,"5weeks",11,3,null,""]
[null,"CHGT_F300","CHGT","F300","CHGT_F300_6_1000_9_3 kW IE3",6,1000,9,"IE3",null,"3 kW",5884,null,null,null,null,null,"/","/","/","/",6388.9636363636364,"4weeks",37,9.1999999999999993,null,""]
[null,"CHGT_F300","CHGT","F300","CHGT_F300_6_1250_3_11 kW IE3",6,1250,3,"IE3",null,"11 kW",6195,null,null,null,null,null,"/","/","/","/",3795.7999999999997,"3weeks",20,5,null,""]
[null,"CHGT_F300","CHGT","F300","CHGT_F300_6_1250_3_3 kW STANDARD",6,1250,3,"STANDARD",null,"3 kW",1878,null,null,null,null,null,"/","/","/","/",5179.181818181818,"3weeks",37,9.1999999999999993,null,""]
[null,"CHGT_F300","CHGT","F300","CHGT_F300_6_1250_6_7,5 kW IE3",6,1250,6,"IE3",null,"7,5 kW",6164,null,null,null,null,null,"/","/","/","/",688.98181818181797,"4weeks",0.55000000000000004,0.09,null,""]
[null,"CHGT_F300","CHGT","F300","CHGT_F300_6_1250_9_15 kW IE3",6,1250,9,"IE3",null,"15 kW",5808,null,null,null,null,null,"/","/","/","/",602.14545454545441,"5weeks",0.55000000000000004,0.09,null,""]
[null,"CHGT_F300","CHGT","F300","CHGT_F300_6_1250_9_5,5 kW STANDARD",6,1250,9,"STANDARD",null,"5,5 kW",1880,null,null,null,null,null,"/","/","/","/",734.30909090909086,"3weeks",2.2000000000000002,0.37,null,""]
[null,"CHGT_F300","CHGT","F300","CHGT_F300_4_6_560_6_0,75_0,25 kW STANDARD","4_6",560,6,"STANDARD",null,"0,75_0,25 kW",2062,null,null,null,null,null,"/","/","/","/",710.5090909090909,"5weeks",1.5,0.25,null,""]
[null,"CHGT_F300","CHGT","F300","CHGT_F300_4_6_560_6_1,5_0,37 kW STANDARD","4_6",560,6,"STANDARD",null,"1,5_0,37 kW",2064,null,null,null,null,null,"/","/","/","/",770.69090909090914,"3weeks",2.2000000000000002,0.37,null,""]
[null,"CHGT_F300","CHGT","F300","CHGT_F300_4_6_710_3_3_1 kW STANDARD","4_6",710,3,"STANDARD",null,"3_1 kW",2066,null,null,null,null,null,"/","/","/","/",955.07272727272709,"3weeks",1.5,0.25,null,""]
[null,"CHGT_F300","CHGT","F300","CHGT_F300_4_6_800_3_3_1 kW STANDARD","4_6",800,3,"STANDARD",null,"3_1 kW",2066,null,null,null,null,null,"/","/","/","/",875.16363636363633,"3weeks",3,0.55000000000000004,null,""]
[null,"CHGT_F300","CHGT","F300","CHGT_F300_4_6_800_6_3_1 kW STANDARD","4_6",800,6,"STANDARD",null,"3_1 kW",2066,null,null,null,null,null,"/","/","/","/",1174.909090909091,"3weeks",3,0.55000000000000004,null,""]
[null,"CHGT_F300","CHGT","F300","CHGT_F300_4_6_900_3_2,2_0,7 kW STANDARD","4_6",900,3,"STANDARD",null,"2,2_0,7 kW",2065,null,null,null,null,null,"/","/","/","/",1130.2181818181816,"3weeks",2.2000000000000002,0.37,null,""]
[null,"CHGT_F300","CHGT","F300","CHGT_F300_4_6_900_6_4,5_1,5 kW STANDARD","4_6",900,6,"STANDARD",null,"4,5_1,5 kW",2067,null,null,null,null,null,"/","/","/","/",1075.1454545454544,"3weeks",1.5,0.25,null,""]
[null,"CHGT_F300","CHGT","F300","CHGT_F300_4_6_1000_3_10_3,3 kW STANDARD","4_6",1000,3,"STANDARD",null,"10_3,3 kW",2069,null,null,null,null,null,"/","/","/","/",1361.1454545454542,"3weeks",4,0.75,null,""]
[null,"CHGT_F300","CHGT","F300","CHGT_F300_4_6_1000_6_16_6,5 kW STANDARD","4_6",1000,6,"STANDARD",null,"16_6,5 kW",2071,null,null,null,null,null,"/","/","/","/",1314.9818181818182,"3weeks",3,0.55000000000000004,null,""]
[null,"CHGT_F300","CHGT","F300","CHGT_F300_4_6_1000_9_14_4,5 kW STANDARD","4_6",1000,9,"STANDARD",null,"14_4,5 kW",2070,null,null,null,null,null,"/","/","/","/",1443.7454545454543,"3weeks",7.5,1.5,null,""]
[null,"CHGT_F300","CHGT","F300","CHGT_F300_4_6_1250_3_16_6,5 kW STANDARD","4_6",1250,3,"STANDARD",null,"16_6,5 kW",2071,null,null,null,null,null,"/","/","/","/",1322.6909090909089,"3weeks",4,0.75,null,""]
[null,"CHGT_F300","CHGT","F300","CHGT_F300_4_6_1250_6_20_8,5 kW STANDARD","4_6",1250,6,"STANDARD",null,"20_8,5 kW",2072,null,null,null,null,null,"/","/","/","/",1194.2909090909091,"3weeks",2.2000000000000002,0.37,null,""]
[null,"CHGT_F300","CHGT","F300","CHGT_F300_4_6_1250_9_34_12 kW STANDARD","4_6",1250,9,"STANDARD",null,"34_12 kW",2074,null,null,null,null,null,"/","/","/","/",1638.2363636363634,"3weeks",7.5,1.5,null,""]
[null,"CHGT_F300","CHGT","F300","CHGT_F300_4_8_560_6_0,75_0,12 kW STANDARD","4_8",560,6,"STANDARD",null,"0,75_0,12 kW",2046,null,null,null,null,null,"/","/","/","/",1543.4181818181817,"3weeks",5.5,1.1000000000000001,null,""]
[null,"CHGT_F300","CHGT","F300","CHGT_F300_4_8_630_6_3_0,55 kW STANDARD","4_8",630,6,"STANDARD",null,"3_0,55 kW",2050,null,null,null,null,null,"/","/","/","/",1299.6909090909089,"3weeks",3,0,null,""]
[null,"CHGT_F300","CHGT","F300","CHGT_F300_4_8_710_3_2,2_0,37 kW STANDARD","4_8",710,3,"STANDARD",null,"2,2_0,37 kW",2049,null,null,null,null,null,"/","/","/","/",1615.6363636363633,"to be confirmed",4,0,null,""]
[null,"CHGT_F300","CHGT","F300","CHGT_F300_4_8_800_3_1,5_0,25 kW STANDARD","4_8",800,3,"STANDARD",null,"1,5_0,25 kW",2048,null,null,null,null,null,"/","/","/","/",1808.6,"3weeks",7.5,0,null,""]
[null,"CHGT_F300","CHGT","F300","CHGT_F300_4_8_800_6_1,5_0,25 kW STANDARD","4_8",800,6,"STANDARD",null,"1,5_0,25 kW",2048,null,null,null,null,null,"/","/","/","/",2207.363636363636,"3weeks",11,0,null,""]
[null,"CHGT_F300","CHGT","F300","CHGT_F300_4_8_800_9_3_0,55 kW STANDARD","4_8",800,9,"STANDARD",null,"3_0,55 kW",2050,null,null,null,null,null,"/","/","/","/",3392.9272727272723,"4weeks",18.5,0,null,""]
[null,"CHGT_F300","CHGT","F300","CHGT_F300_4_8_900_3_5,5_1,1 kW STANDARD","4_8",900,3,"STANDARD",null,"5,5_1,1 kW",2052,null,null,null,null,null,"/","/","/","/",1587.3454545454545,"to be confirmed",5.5,0,null,""]
[null,"CHGT_F300","CHGT","F300","CHGT_F300_4_8_900_9_11_3 kW STANDARD","4_8",900,9,"STANDARD",null,"11_3 kW",2054,null,null,null,null,null,"/","/","/","/",2165.7999999999997,"4weeks",11,0,null,""]
[null,"CHGT_F300","CHGT","F300","CHGT_F300_4_8_1000_3_4_0,75 kW STANDARD","4_8",1000,3,"STANDARD",null,"4_0,75 kW",2051,null,null,null,null,null,"/","/","/","/",2875.7818181818179,"4weeks",18.5,0,null,""]
[null,"CHGT_F300","CHGT","F300","CHGT_F300_4_8_1000_9_11_3 kW STANDARD","4_8",1000,9,"STANDARD",null,"11_3 kW",2054,null,null,null,null,null,"/","/","/","/",1903.1454545454544,"3weeks",7.5,0,null,""]
[null,"CHGT_F300","CHGT","F300","CHGT_F300_4_8_1000_9_5,5_1,1 kW STANDARD","4_8",1000,9,"STANDARD",null,"5,5_1,1 kW",2052,null,null,null,null,null,"/","/","/","/",2743.5818181818181,"4weeks",11,0,null,""]
[null,"CHGT_F300","CHGT","F300","CHGT_F300_4_8_1250_6_17_4,3 kW STANDARD","4_8",1250,6,"STANDARD",null,"17_4,3 kW",2055,null,null,null,null,null,"/","/","/","/",3820.0727272727268,"3weeks",22,0,null,""]
[null,"CHGT_F300","CHGT","F300","CHGT_F300_4_8_1250_6_20_5 kW STANDARD","4_8",1250,6,"STANDARD",null,"20_5 kW",2056,null,null,null,null,null,"/","/","/","/",3725.6363636363631,"3weeks",30,0,null,""]
[null,"CHGT_F300","CHGT","F300","CHGT_F300_4_8_1250_9_28_6,5 kW STANDARD","4_8",1250,9,"STANDARD",null,"28_6,5 kW",2057,null,null,null,null,null,"/","/","/","/",2584.3272727272724,"3weeks",15,0,null,""]
[null,"CHGT_F300","CHGT","F300","CHGT_F300_6_12_800_3_0,75_0,12 kW STANDARD","6_12",800,3,"STANDARD",null,"0,75_0,12 kW",2077,null,null,null,null,null,"/","/","/","/",4006.7454545454543,"4weeks",30,0,null,""]
[null,"CHGT_F300","CHGT","F300","CHGT_F300_6_12_800_3_1,5_0,25 kW STANDARD","6_12",800,3,"STANDARD",null,"1,5_0,25 kW",2079,null,null,null,null,null,"/","/","/","/",4343.7636363636357,"3weeks",30,0,null,""]
[null,"CHGT_F300","CHGT","F300","CHGT_F300_6_12_800_9_1,5_0,25 kW STANDARD","6_12",800,9,"STANDARD",null,"1,5_0,25 kW",2079,null,null,null,null,null,"/","/","/","/",5487.4363636363632,"4weeks",45,0,null,""]
[null,"CHGT_F300","CHGT","F300","CHGT_F300_6_12_900_9_3_0,55 kW STANDARD","6_12",900,9,"STANDARD",null,"3_0,55 kW",2081,null,null,null,null,null,"/","/","/","/",3947.3454545454542,"3weeks",22,0,null,""]
[null,"CHGT_F300","CHGT","F300","CHGT_F300_6_12_1000_6_1,5_0,25 kW STANDARD","6_12",1000,6,"STANDARD",null,"1,5_0,25 kW",2079,null,null,null,null,null,"/","/","/","/",4705.2545454545452,"4weeks",37,0,null,""]
[null,"CHGT_F300","CHGT","F300","CHGT_F300_6_12_1000_9_3_0,55 kW STANDARD","6_12",1000,9,"STANDARD",null,"3_0,55 kW",2081,null,null,null,null,null,"/","/","/","/",479.99999999999994,"to be confirmed",0.25,0,null,""]
[null,"CHGT_F300","CHGT","F300","CHGT_F300_6_12_1250_3_7,5_1,5 kW STANDARD","6_12",1250,3,"STANDARD",null,"7,5_1,5 kW",2084,null,null,null,null,null,"/","/","/","/",655.83636363636356,"3weeks",0.55000000000000004,0,null,""]
[null,"CHGT_F300","CHGT","F300","CHGT_F300_6_12_1250_6_12_2,4 kW STANDARD","6_12",1250,6,"STANDARD",null,"12_2,4 kW",2085,null,null,null,null,null,"/","/","/","/",655.83636363636356,"3weeks",0.55000000000000004,0,null,""]
[null,"CHGT_F300","CHGT","F300","CHGT_F300_6_12_1250_9_28_6,5 kW STANDARD","6_12",1250,9,"STANDARD",null,"28_6,5 kW",2088,null,null,null,null,null,"/","/","/","/",541.25454545454545,"3weeks",1.1000000000000001,0,null,""]
[null,"CHGT_F400","CHGT","F400","CHGT_F400_4_500_6_0,55 kW STANDARD",4,500,6,"STANDARD",null,"0,55 kW",5928,null,null,null,null,null,"/","/","/","/",595.79999999999984,"3weeks",1.1000000000000001,0,null,""]
[null,"CHGT_F400","CHGT","F400","CHGT_F400_4_500_6_0,75 kW STANDARD",4,500,6,"STANDARD",null,"0,75 kW",1899,null,null,null,null,null,"/","/","/","/",616.5272727272727,"to be confirmed",1.1000000000000001,0,null,""]
[null,"CHGT_F400","CHGT","F400","CHGT_F400_4_630_6_0,75 kW IE3",4,630,6,"IE3",null,"0,75 kW",5981,null,null,null,null,null,"/","/","/","/",643.38181818181818,"to be confirmed",0.75,0,null,""]
[null,"CHGT_F400","CHGT","F400","CHGT_F400_4_630_6_2,2 kW STANDARD",4,630,6,"STANDARD",null,"2,2 kW",1902,null,null,null,null,null,"/","/","/","/",644.10909090909092,"3weeks",1.5,0,null,""]
[null,"CHGT_F400","CHGT","F400","CHGT_F400_4_710_5_4 kW IE3",4,710,5,"IE3",null,"4 kW",6304,null,null,null,null,null,"/","/","/","/",916.14545454545441,"3weeks",2.2000000000000002,0,null,""]
[null,"CHGT_F400","CHGT","F400","CHGT_F400_4_710_7_1,1 kW IE3",4,710,7,"IE3",null,"1,1 kW",6190,null,null,null,null,null,"/","/","/","/",677,"to be confirmed",1.5,0,null,""]
[null,"CHGT_F400","CHGT","F400","CHGT_F400_4_710_7_2,2 kW STANDARD",4,710,7,"STANDARD",null,"2,2 kW",1902,null,null,null,null,null,"/","/","/","/",877.36363636363626,"3weeks",1.5,0,null,""]
[null,"CHGT_F400","CHGT","F400","CHGT_F400_4_710_7_5,5 kW STANDARD",4,710,7,"STANDARD",null,"5,5 kW",1905,null,null,null,null,null,"/","/","/","/",1154.7818181818182,"to be confirmed",3,0,null,""]
[null,"CHGT_F400","CHGT","F400","CHGT_F400_4_800_3_4 kW STANDARD",4,800,3,"STANDARD",null,"4 kW",1904,null,null,null,null,null,"/","/","/","/",827.27272727272725,"to be confirmed",2.2000000000000002,0,null,""]
[null,"CHGT_F400","CHGT","F400","CHGT_F400_4_800_6_4 kW IE3",4,800,6,"IE3",null,"4 kW",6304,null,null,null,null,null,"/","/","/","/",899.87272727272716,"to be confirmed",1.1000000000000001,0,null,""]
[null,"CHGT_F400","CHGT","F400","CHGT_F400_4_800_6_7,5 kW STANDARD",4,800,6,"STANDARD",null,"7,5 kW",1906,null,null,null,null,null,"/","/","/","/",1201.0545454545452,"to be confirmed",4,0,null,""]
[null,"CHGT_F400","CHGT","F400","CHGT_F400_4_800_9_5,5 kW STANDARD",4,800,9,"STANDARD",null,"5,5 kW",1905,null,null,null,null,null,"/","/","/","/",769.58181818181822,"3weeks",1.5,0,null,""]
[null,"CHGT_F400","CHGT","F400","CHGT_F400_4_900_3_5,5 kW IE3",4,900,3,"IE3",null,"5,5 kW",6028,null,null,null,null,null,"/","/","/","/",1088.8727272727269,"to be confirmed",2.2000000000000002,0,null,""]
[null,"CHGT_F400","CHGT","F400","CHGT_F400_4_900_6_3 kW IE3",4,900,6,"IE3",null,"3 kW",6090,null,null,null,null,null,"/","/","/","/",1176.7454545454545,"3weeks",4,0,null,""]
[null,"CHGT_F400","CHGT","F400","CHGT_F400_4_900_6_7,5 kW STANDARD",4,900,6,"STANDARD",null,"7,5 kW",1906,null,null,null,null,null,"/","/","/","/",997.43636363636335,"3weeks",1.5,0,null,""]
[null,"CHGT_F400","CHGT","F400","CHGT_F400_4_900_9_11 kW STANDARD",4,900,9,"STANDARD",null,"11 kW",1908,null,null,null,null,null,"/","/","/","/",1136.1454545454542,"to be confirmed",2.2000000000000002,0,null,""]
[null,"CHGT_F400","CHGT","F400","CHGT_F400_4_1000_3_5,5 kW IE3",4,1000,3,"IE3",null,"5,5 kW",6028,null,null,null,null,null,"/","/","/","/",1224.0181818181818,"3weeks",4,0,null,""]
[null,"CHGT_F400","CHGT","F400","CHGT_F400_4_1000_6_11 kW IE3",4,1000,6,"IE3",null,"11 kW",6300,null,null,null,null,null,"/","/","/","/",1248.7818181818179,"3weeks",7.5,0,null,""]
[null,"CHGT_F400","CHGT","F400","CHGT_F400_4_1000_6_18,5 kW STANDARD",4,1000,6,"STANDARD",null,"18,5 kW",1910,null,null,null,null,null,"/","/","/","/",1063.9272727272726,"to be confirmed",3,0,null,""]
[null,"CHGT_F400","CHGT","F400","CHGT_F400_4_1000_9_7,5 kW IE3",4,1000,9,"IE3",null,"7,5 kW",5800,null,null,null,null,null,"/","/","/","/",1263.7454545454543,"to be confirmed",5.5,0,null,""]
[null,"CHGT_F400","CHGT","F400","CHGT_F400_4_1250_3_30 kW IE3",4,1250,3,"IE3",null,"30 kW",6266,null,null,null,null,null,"/","/","/","/",1339.7272727272725,"to be confirmed",2.2000000000000002,0,null,""]
[null,"CHGT_F400","CHGT","F400","CHGT_F400_4_1250_3_18,5 kW STANDARD",4,1250,3,"STANDARD",null,"18,5 kW",1910,null,null,null,null,null,"/","/","/","/",1418.5818181818181,"3weeks",3,0,null,""]
[null,"CHGT_F400","CHGT","F400","CHGT_F400_4_1250_6_18,5 kW IE3",4,1250,6,"IE3",null,"18,5 kW",6308,null,null,null,null,null,"/","/","/","/",1352.3999999999999,"3weeks",5.5,0,null,""]
[null,"CHGT_F400","CHGT","F400","CHGT_F400_4_1250_6_30 kW STANDARD",4,1250,6,"STANDARD",null,"30 kW",1912,null,null,null,null,null,"/","/","/","/",1889.0545454545454,"3weeks",11,0,null,""]
[null,"CHGT_F400","CHGT","F400","CHGT_F400_4_1250_9_45 kW IE3",4,1250,9,"IE3",null,"45 kW",6037,null,null,null,null,null,"/","/","/","/",1332.7636363636361,"to be confirmed",4,0,null,""]
[null,"CHGT_F400","CHGT","F400","CHGT_F400_4_1250_9_45 kW STANDARD",4,1250,9,"STANDARD",null,"45 kW",1914,null,null,null,null,null,"/","/","/","/",1592.2181818181818,"3weeks",5.5,0,null,""]
[null,"CHGT_F400","CHGT","F400","CHGT_F400_6_630_6_1,1 kW STANDARD",6,630,6,"STANDARD",null,"1,1 kW",1917,null,null,null,null,null,"/","/","/","/",2132.7999999999997,"3weeks",11,0,null,""]
[null,"CHGT_F400","CHGT","F400","CHGT_F400_6_710_7_1,1 kW STANDARD",6,710,7,"STANDARD",null,"1,1 kW",1917,null,null,null,null,null,"/","/","/","/",1719.2545454545452,"to be confirmed",5.5,0,null,""]
[null,"CHGT_F400","CHGT","F400","CHGT_F400_6_800_6_0,75 kW STANDARD",6,800,6,"STANDARD",null,"0,75 kW",1916,null,null,null,null,null,"/","/","/","/",1716.3090909090909,"4weeks",2.2000000000000002,0.37,null,""]
[null,"CHGT_F400","CHGT","F400","CHGT_F400_6_800_6_2,2 kW STANDARD",6,800,6,"STANDARD",null,"2,2 kW",1919,null,null,null,null,null,"/","/","/","/",1748.4727272727271,"5weeks",4,0.65,null,""]
[null,"CHGT_F400","CHGT","F400","CHGT_F400_6_800_9_3 kW IE3",6,800,9,"IE3",null,"3 kW",5841,null,null,null,null,null,"/","/","/","/",1703.1272727272726,"to be confirmed",1.5,0.25,null,""]
[null,"CHGT_F400","CHGT","F400","CHGT_F400_6_900_3_1,5 kW STANDARD",6,900,3,"STANDARD",null,"1,5 kW",1918,null,null,null,null,null,"/","/","/","/",2814.8,"to be confirmed",6,1.2,null,""]
[null,"CHGT_F400","CHGT","F400","CHGT_F400_6_900_9_2,2 kW IE3",6,900,9,"IE3",null,"2,2 kW",6150,null,null,null,null,null,"/","/","/","/",2156.2545454545452,"5weeks",6,1.2,null,""]
[null,"CHGT_F400","CHGT","F400","CHGT_F400_6_900_9_5,5 kW STANDARD",6,900,9,"STANDARD",null,"5,5 kW",1922,null,null,null,null,null,"/","/","/","/",3292.054545454545,"3weeks",12,2.4,null,""]
[null,"CHGT_F400","CHGT","F400","CHGT_F400_6_1000_3_4 kW STANDARD",6,1000,3,"STANDARD",null,"4 kW",1921,null,null,null,null,null,"/","/","/","/",3242.0363636363636,"to be confirmed",6,1.2,null,""]
[null,"CHGT_F400","CHGT","F400","CHGT_F400_6_1000_6_4 kW STANDARD",6,1000,6,"STANDARD",null,"4 kW",1921,null,null,null,null,null,"/","/","/","/",2635.8181818181815,"to be confirmed",3,0.55000000000000004,null,""]
[null,"CHGT_F400","CHGT","F400","CHGT_F400_6_1250_3_2,2 kW IE3",6,1250,3,"IE3",null,"2,2 kW",6150,null,null,null,null,null,"/","/","/","/",7341.4181818181805,"to be confirmed",20,5,null,""]
[null,"CHGT_F400","CHGT","F400","CHGT_F400_6_1250_3_4 kW IE3",6,1250,3,"IE3",null,"4 kW",5927,null,null,null,null,null,"/","/","/","/",7650.7454545454539,"to be confirmed",28,6.5,null,""]
[null,"CHGT_F400","CHGT","F400","CHGT_F400_6_1250_6_11 kW STANDARD",6,1250,6,"STANDARD",null,"11 kW",1925,null,null,null,null,null,"/","/","/","/",988.52727272727259,"to be confirmed",0.75,0.12,null,""]
[null,"CHGT_F400","CHGT","F400","CHGT_F400_6_1250_6_15 kW STANDARD",6,1250,6,"STANDARD",null,"15 kW",1926,null,null,null,null,null,"/","/","/","/",712.36363636363626,"3weeks",0.55000000000000004,0.09,null,""]
[null,"CHGT_F400","CHGT","F400","CHGT_F400_6_1250_9_7,5 kW IE3",6,1250,9,"IE3",null,"7,5 kW",5804,null,null,null,null,null,"/","/","/","/",1055.7818181818182,"to be confirmed",0.55000000000000004,0.09,null,""]
[null,"CHGT_F400","CHGT","F400","CHGT_F400_4_6_500_6_0,75_0,25 kW STANDARD","4_6",500,6,"STANDARD",null,"0,75_0,25 kW",2116,null,null,null,null,null,"/","/","/","/",874.25454545454534,"3weeks",0.55000000000000004,0.09,null,""]
[null,"CHGT_F400","CHGT","F400","CHGT_F400_4_6_560_6_1,1_0,3 kW STANDARD","4_6",560,6,"STANDARD",null,"1,1_0,3 kW",2117,null,null,null,null,null,"/","/","/","/",935.25454545454534,"3weeks",1.1000000000000001,0.18,null,""]
[null,"CHGT_F400","CHGT","F400","CHGT_F400_4_6_710_5_3_1 kW STANDARD","4_6",710,5,"STANDARD",null,"3_1 kW",2120,null,null,null,null,null,"/","/","/","/",1091.3999999999999,"5weeks",2.2000000000000002,0.37,null,""]
[null,"CHGT_F400","CHGT","F400","CHGT_F400_4_6_710_7_6_2,2 kW STANDARD","4_6",710,7,"STANDARD",null,"6_2,2 kW",2122,null,null,null,null,null,"/","/","/","/",1186.1090909090908,"3weeks",1.1000000000000001,0.18,null,""]
[null,"CHGT_F400","CHGT","F400","CHGT_F400_4_6_800_3_1,1_0,3 kW STANDARD","4_6",800,3,"STANDARD",null,"1,1_0,3 kW",2117,null,null,null,null,null,"/","/","/","/",1521.0909090909088,"4weeks",1.1000000000000001,0.18,null,""]
[null,"CHGT_F400","CHGT","F400","CHGT_F400_4_6_800_9_4,5_1,5 kW STANDARD","4_6",800,9,"STANDARD",null,"4,5_1,5 kW",2121,null,null,null,null,null,"/","/","/","/",1556.6727272727271,"5weeks",3,0.55000000000000004,null,""]
[null,"CHGT_F400","CHGT","F400","CHGT_F400_4_6_900_6_14_4,5 kW STANDARD","4_6",900,6,"STANDARD",null,"14_4,5 kW",2124,null,null,null,null,null,"/","/","/","/",1523.5454545454545,"3weeks",2.2000000000000002,0,null,""]
[null,"CHGT_F400","CHGT","F400","CHGT_F400_4_6_900_6_2,2_0,7 kW STANDARD","4_6",900,6,"STANDARD",null,"2,2_0,7 kW",2119,null,null,null,null,null,"/","/","/","/",1581.1636363636362,"to be confirmed",2.2000000000000002,0,null,""]
[null,"CHGT_F400","CHGT","F400","CHGT_F400_4_6_1000_3_3_1 kW STANDARD","4_6",1000,3,"STANDARD",null,"3_1 kW",2120,null,null,null,null,null,"/","/","/","/",1546.2545454545455,"3weeks",1.5,0,null,""]
[null,"CHGT_F400","CHGT","F400","CHGT_F400_4_6_1000_9_14_4,5 kW STANDARD","4_6",1000,9,"STANDARD",null,"14_4,5 kW",2124,null,null,null,null,null,"/","/","/","/",1624.2909090909088,"to be confirmed",4,0,null,""]
[null,"CHGT_F400","CHGT","F400","CHGT_F400_4_6_1250_3_14_4,5 kW STANDARD","4_6",1250,3,"STANDARD",null,"14_4,5 kW",2124,null,null,null,null,null,"/","/","/","/",2071.090909090909,"4weeks",5.5,0,null,""]
[null,"CHGT_F400","CHGT","F400","CHGT_F400_4_6_1250_6_16_6,5 kW STANDARD","4_6",1250,6,"STANDARD",null,"16_6,5 kW",2125,null,null,null,null,null,"/","/","/","/",1766.1454545454544,"4weeks",3,0,null,""]
[null,"CHGT_F400","CHGT","F400","CHGT_F400_4_6_1250_6_26_9 kW STANDARD","4_6",1250,6,"STANDARD",null,"26_9 kW",2127,null,null,null,null,null,"/","/","/","/",1607.5090909090907,"to be confirmed",4,0,null,""]
[null,"CHGT_F400","CHGT","F400","CHGT_F400_4_8_500_6_0,75_0,12 kW STANDARD","4_8",500,6,"STANDARD",null,"0,75_0,12 kW",2100,null,null,null,null,null,"/","/","/","/",3277.0727272727272,"to be confirmed",11,0,null,""]
[null,"CHGT_F400","CHGT","F400","CHGT_F400_4_8_630_6_0,75_0,12 kW STANDARD","4_8",630,6,"STANDARD",null,"0,75_0,12 kW",2100,null,null,null,null,null,"/","/","/","/",1989.2909090909091,"to be confirmed",4,0,null,""]
[null,"CHGT_F400","CHGT","F400","CHGT_F400_4_8_710_5_2,2_0,37 kW STANDARD","4_8",710,5,"STANDARD",null,"2,2_0,37 kW",2103,null,null,null,null,null,"/","/","/","/",2730.545454545454,"to be confirmed",7.5,0,null,""]
[null,"CHGT_F400","CHGT","F400","CHGT_F400_4_8_710_7_1,5_0,25 kW STANDARD","4_8",710,7,"STANDARD",null,"1,5_0,25 kW",2102,null,null,null,null,null,"/","/","/","/",3127.7272727272725,"to be confirmed",15,0,null,""]
[null,"CHGT_F400","CHGT","F400","CHGT_F400_4_8_800_3_4_0,75 kW STANDARD","4_8",800,3,"STANDARD",null,"4_0,75 kW",2105,null,null,null,null,null,"/","/","/","/",2549.2363636363639,"4weeks",5.5,0,null,""]
[null,"CHGT_F400","CHGT","F400","CHGT_F400_4_8_800_6_4_0,75 kW STANDARD","4_8",800,6,"STANDARD",null,"4_0,75 kW",2105,null,null,null,null,null,"/","/","/","/",2982.1454545454544,"to be confirmed",11,0,null,""]
[null,"CHGT_F400","CHGT","F400","CHGT_F400_4_8_900_3_2,2_0,37 kW STANDARD","4_8",900,3,"STANDARD",null,"2,2_0,37 kW",2103,null,null,null,null,null,"/","/","/","/",4013.4363636363637,"to be confirmed",18.5,0,null,""]
[null,"CHGT_F400","CHGT","F400","CHGT_F400_4_8_900_6_4_0,75 kW STANDARD","4_8",900,6,"STANDARD",null,"4_0,75 kW",2105,null,null,null,null,null,"/","/","/","/",2235,"to be confirmed",5.5,0,null,""]
[null,"CHGT_F400","CHGT","F400","CHGT_F400_4_8_900_9_11_3 kW STANDARD","4_8",900,9,"STANDARD",null,"11_3 kW",2108,null,null,null,null,null,"/","/","/","/",2635.5636363636359,"to be confirmed",7.5,0,null,""]
[null,"CHGT_F400","CHGT","F400","CHGT_F400_4_8_1000_6_11_3 kW STANDARD","4_8",1000,6,"STANDARD",null,"11_3 kW",2108,null,null,null,null,null,"/","/","/","/",698.09090909090901,"to be confirmed",0.75,0,null,""]
[null,"CHGT_F400","CHGT","F400","CHGT_F400_4_8_1000_6_5,5_1,1 kW STANDARD","4_8",1000,6,"STANDARD",null,"5,5_1,1 kW",2106,null,null,null,null,null,"/","/","/","/",713.0545454545454,"to be confirmed",1.1000000000000001,0,null,""]
[null,"CHGT_F400","CHGT","F400","CHGT_F400_4_8_1250_3_11_3 kW STANDARD","4_8",1250,3,"STANDARD",null,"11_3 kW",2108,null,null,null,null,null,"/","/","/","/",952.47272727272718,"to be confirmed",1.1000000000000001,0,null,""]
[null,"CHGT_F400","CHGT","F400","CHGT_F400_4_8_1250_6_14_3,5 kW STANDARD","4_8",1250,6,"STANDARD",null,"14_3,5 kW",509,null,null,null,null,null,"/","/","/","/",947.38181818181818,"3weeks",1.1000000000000001,0,null,""]
[null,"CHGT_F400","CHGT","F400","CHGT_F400_4_8_1250_6_37_9,2 kW STANDARD","4_8",1250,6,"STANDARD",null,"37_9,2 kW",2113,null,null,null,null,null,"/","/","/","/",964.61818181818171,"4weeks",0.75,0,null,""]
[null,"CHGT_F400","CHGT","F400","CHGT_F400_4_8_1250_9_44_11 kW STANDARD","4_8",1250,9,"STANDARD",null,"44_11 kW",2114,null,null,null,null,null,"/","/","/","/",1119.0181818181818,"3weeks",1.5,0,null,""]
[null,"CHGT_F400","CHGT","F400","CHGT_F400_6_12_710_7_0,75_0,12 kW STANDARD","6_12",710,7,"STANDARD",null,"0,75_0,12 kW",2131,null,null,null,null,null,"/","/","/","/",1031.090909090909,"3weeks",1.1000000000000001,0,null,""]
[null,"CHGT_F400","CHGT","F400","CHGT_F400_6_12_800_3_1,1_0,18 kW STANDARD","6_12",800,3,"STANDARD",null,"1,1_0,18 kW",2132,null,null,null,null,null,"/","/","/","/",1221.272727272727,"to be confirmed",1.5,0,null,""]
[null,"CHGT_F400","CHGT","F400","CHGT_F400_6_12_800_9_2,2_0,37 kW STANDARD","6_12",800,9,"STANDARD",null,"2,2_0,37 kW",2134,null,null,null,null,null,"/","/","/","/",942.16363636363621,"to be confirmed",1.1000000000000001,0,null,""]
[null,"CHGT_F400","CHGT","F400","CHGT_F400_6_12_900_6_1,5_0,25 kW STANDARD","6_12",900,6,"STANDARD",null,"1,5_0,25 kW",2133,null,null,null,null,null,"/","/","/","/",1222.6545454545453,"3weeks",1.5,0,null,""]
[null,"CHGT_F400","CHGT","F400","CHGT_F400_6_12_1000_3_1,5_0,25 kW STANDARD","6_12",1000,3,"STANDARD",null,"1,5_0,25 kW",2133,null,null,null,null,null,"/","/","/","/",1397.090909090909,"4weeks",3,0,null,""]
[null,"CHGT_F400","CHGT","F400","CHGT_F400_6_12_1000_9_1,5_0,25 kW STANDARD","6_12",1000,9,"STANDARD",null,"1,5_0,25 kW",2133,null,null,null,null,null,"/","/","/","/",1169.6727272727271,"to be confirmed",1.5,0,null,""]
[null,"CHGT_F400","CHGT","F400","CHGT_F400_6_12_1000_9_6_1,2 kW STANDARD","6_12",1000,9,"STANDARD",null,"6_1,2 kW",2137,null,null,null,null,null,"/","/","/","/",1224.3999999999999,"to be confirmed",2.2000000000000002,0,null,""]
[null,"CHGT_F400","CHGT","F400","CHGT_F400_6_12_1250_3_7,5_1,5 kW STANDARD","6_12",1250,3,"STANDARD",null,"7,5_1,5 kW",2138,null,null,null,null,null,"/","/","/","/",1224.2181818181816,"to be confirmed",1.5,0,null,""]
[null,"CHGT_F400","CHGT","F400","CHGT_F400_6_12_1250_6_6_1,2 kW STANDARD","6_12",1250,6,"STANDARD",null,"6_1,2 kW",2137,null,null,null,null,null,"/","/","/","/",1278.9454545454544,"to be confirmed",2.2000000000000002,0,null,""]
[null,"CHGT_F400","CHGT","F400","CHGT_F400_6_12_1250_9_7,5_1,5 kW STANDARD","6_12",1250,9,"STANDARD",null,"7,5_1,5 kW",2138,null,null,null,null,null,"/","/","/","/",1996.5272727272729,"4weeks",5.5,0,null,""]
[null,"HGHT_V_F300","HGHT_V","F300","HGHT_V_F300_4_800_3_2,2 kW STANDARD",4,800,3,"STANDARD",null,"2,2 kW",1860,null,null,null,null,null,"/","/","/","/",2730.0727272727272,"5weeks",4.5,1.5,null,""]
[null,"HGHT_V_F300","HGHT_V","F300","HGHT_V_F300_4_800_6_2,2 kW IE3",4,800,6,"IE3",null,"2,2 kW",6052,null,null,null,null,null,"/","/","/","/",4009.4545454545446,"5weeks",10,3.3,null,""]
[null,"HGHT_V_F300","HGHT_V","F300","HGHT_V_F300_4_800_6_4 kW STANDARD",4,800,6,"STANDARD",null,"4 kW",1862,null,null,null,null,null,"/","/","/","/",3136.8181818181815,"5weeks",4.5,1.5,null,""]
[null,"HGHT_V_F300","HGHT_V","F300","HGHT_V_F300_4_800_9_2,2 kW STANDARD",4,800,9,"STANDARD",null,"2,2 kW",1860,null,null,null,null,null,"/","/","/","/",4745.181818181818,"5weeks",16,6.5,null,""]
[null,"HGHT_V_F300","HGHT_V","F300","HGHT_V_F300_4_900_3_3 kW STANDARD",4,900,3,"STANDARD",null,"3 kW",1861,null,null,null,null,null,"/","/","/","/",4826.0545454545445,"to be confirmed",20,8.5,null,""]
[null,"HGHT_V_F300","HGHT_V","F300","HGHT_V_F300_4_900_3_7,5 kW STANDARD",4,900,3,"STANDARD",null,"7,5 kW",1864,null,null,null,null,null,"/","/","/","/",6908.5272727272722,"5weeks",26,9,null,""]
[null,"HGHT_V_F300","HGHT_V","F300","HGHT_V_F300_4_900_9_15 kW IE3",4,900,9,"IE3",null,"15 kW",6239,null,null,null,null,null,"/","/","/","/",5778.8363636363629,"5weeks",20,8.5,null,""]
[null,"HGHT_V_F300","HGHT_V","F300","HGHT_V_F300_4_900_9_5,5 kW IE3",4,900,9,"IE3",null,"5,5 kW",5987,null,null,null,null,null,"/","/","/","/",5773.181818181818,"to be confirmed",26,9,null,""]
[null,"HGHT_V_F300","HGHT_V","F300","HGHT_V_F300_4_1000_3_5,5 kW IE3",4,1000,3,"IE3",null,"5,5 kW",5987,null,null,null,null,null,"/","/","/","/",5768.8363636363629,"5weeks",16,6.5,null,""]
[null,"HGHT_V_F300","HGHT_V","F300","HGHT_V_F300_4_1000_6_7,5 kW IE3",4,1000,6,"IE3",null,"7,5 kW",6136,null,null,null,null,null,"/","/","/","/",2034.3454545454542,"5weeks",1.5,0.37,null,""]
[null,"HGHT_V_F300","HGHT_V","F300","HGHT_V_F300_4_1000_6_11 kW STANDARD",4,1000,6,"STANDARD",null,"11 kW",1866,null,null,null,null,null,"/","/","/","/",1933.7454545454543,"to be confirmed",2.2000000000000002,0.7,null,""]
[null,"HGHT_V_F300","HGHT_V","F300","HGHT_V_F300_4_1000_9_18,5 kW IE3",4,1000,9,"IE3",null,"18,5 kW",5844,null,null,null,null,null,"/","/","/","/",1870.7090909090905,"to be confirmed",1.5,0.37,null,""]
[null,"HGHT_V_F300","HGHT_V","F300","HGHT_V_F300_4_1250_3_30 kW IE3",4,1250,3,"IE3",null,"30 kW",5887,null,null,null,null,null,"/","/","/","/",2148.7454545454543,"to be confirmed",3,1,null,""]
[null,"HGHT_V_F300","HGHT_V","F300","HGHT_V_F300_4_1250_3_11 kW STANDARD",4,1250,3,"STANDARD",null,"11 kW",1866,null,null,null,null,null,"/","/","/","/",2291.8545454545451,"5weeks",4.5,1.5,null,""]
[null,"HGHT_V_F300","HGHT_V","F300","HGHT_V_F300_4_1250_6_18,5 kW STANDARD",4,1250,6,"STANDARD",null,"18,5 kW",1868,null,null,null,null,null,"/","/","/","/",2624.8363636363633,"5weeks",6,2.2000000000000002,null,""]
[null,"HGHT_V_F300","HGHT_V","F300","HGHT_V_F300_4_1250_9_37 kW IE3",4,1250,9,"IE3",null,"37 kW",5919,null,null,null,null,null,"/","/","/","/",2408.7636363636361,"to be confirmed",3,1,null,""]
[null,"HGHT_V_F300","HGHT_V","F300","HGHT_V_F300_4_1250_9_22 kW STANDARD",4,1250,9,"STANDARD",null,"22 kW",1869,null,null,null,null,null,"/","/","/","/",2909.5272727272727,"5weeks",4.5,1.5,null,""]
[null,"HGHT_V_F300","HGHT_V","F300","HGHT_V_F300_4_6_800_6_3_1 kW STANDARD","4_6",800,6,"STANDARD",null,"3_1 kW",2066,null,null,null,null,null,"/","/","/","/",2726.6545454545449,"5weeks",6,2.2000000000000002,null,""]
[null,"HGHT_V_F300","HGHT_V","F300","HGHT_V_F300_4_6_900_3_2,2_0,7 kW STANDARD","4_6",900,3,"STANDARD",null,"2,2_0,7 kW",2065,null,null,null,null,null,"/","/","/","/",2591.7999999999997,"3weeks",4,0.75,null,""]
[null,"HGHT_V_F300","HGHT_V","F300","HGHT_V_F300_4_6_900_6_14_4,5 kW STANDARD","4_6",900,6,"STANDARD",null,"14_4,5 kW",2070,null,null,null,null,null,"/","/","/","/",3198.0909090909086,"3weeks",7.5,1.5,null,""]
[null,"HGHT_V_F300","HGHT_V","F300","HGHT_V_F300_4_6_900_9_6_2,2 kW STANDARD","4_6",900,9,"STANDARD",null,"6_2,2 kW",2068,null,null,null,null,null,"/","/","/","/",2640.8909090909087,"3weeks",4,0.75,null,""]
[null,"HGHT_V_F300","HGHT_V","F300","HGHT_V_F300_4_6_1000_6_14_4,5 kW STANDARD","4_6",1000,6,"STANDARD",null,"14_4,5 kW",2070,null,null,null,null,null,"/","/","/","/",3460.2727272727266,"5weeks",14,3.5,null,""]
[null,"HGHT_V_F300","HGHT_V","F300","HGHT_V_F300_4_6_1000_9_10_3,3 kW STANDARD","4_6",1000,9,"STANDARD",null,"10_3,3 kW",2069,null,null,null,null,null,"/","/","/","/",4428.5636363636359,"3weeks",20,5,null,""]
[null,"HGHT_V_F300","HGHT_V","F300","HGHT_V_F300_4_6_1250_3_20_8,5 kW STANDARD","4_6",1250,3,"STANDARD",null,"20_8,5 kW",2072,null,null,null,null,null,"/","/","/","/",4863.5636363636359,"3weeks",14,3.5,null,""]
[null,"HGHT_V_F300","HGHT_V","F300","HGHT_V_F300_4_6_1250_6_10_3,3 kW STANDARD","4_6",1250,6,"STANDARD",null,"10_3,3 kW",2069,null,null,null,null,null,"/","/","/","/",5324.9454545454546,"3weeks",20,5,null,""]
[null,"HGHT_V_F300","HGHT_V","F300","HGHT_V_F300_4_6_1250_9_26_9 kW STANDARD","4_6",1250,9,"STANDARD",null,"26_9 kW",2073,null,null,null,null,null,"/","/","/","/",4577.2181818181807,"3weeks",11,3,null,""]
[null,"HGHT_V_F300","HGHT_V","F300","HGHT_V_F300_4_8_800_3_5,5_1,1 kW STANDARD","4_8",800,3,"STANDARD",null,"5,5_1,1 kW",2052,null,null,null,null,null,"/","/","/","/",6104.3636363636351,"4weeks",28,6.5,null,""]
[null,"HGHT_V_F300","HGHT_V","F300","HGHT_V_F300_4_8_800_6_5,5_1,1 kW STANDARD","4_8",800,6,"STANDARD",null,"5,5_1,1 kW",2052,null,null,null,null,null,"/","/","/","/",4483.9272727272719,"5weeks",14,3.5,null,""]
[null,"HGHT_V_F300","HGHT_V","F300","HGHT_V_F300_4_8_900_3_3_0,55 kW STANDARD","4_8",900,3,"STANDARD",null,"3_0,55 kW",2050,null,null,null,null,null,"/","/","/","/",5922.9090909090901,"5weeks",30,8,null,""]
[null,"HGHT_V_F300","HGHT_V","F300","HGHT_V_F300_4_8_900_9_11_3 kW STANDARD","4_8",900,9,"STANDARD",null,"11_3 kW",2054,null,null,null,null,null,"/","/","/","/",1920.6181818181819,"3weeks",3,0.55000000000000004,null,""]
[null,"HGHT_V_F300","HGHT_V","F300","HGHT_V_F300_4_8_900_9_5,5_1,1 kW STANDARD","4_8",900,9,"STANDARD",null,"5,5_1,1 kW",2052,null,null,null,null,null,"/","/","/","/",2168.8545454545451,"3weeks",5.5,1.1000000000000001,null,""]
[null,"HGHT_V_F300","HGHT_V","F300","HGHT_V_F300_4_8_1000_6_11_3 kW STANDARD","4_8",1000,6,"STANDARD",null,"11_3 kW",2054,null,null,null,null,null,"/","/","/","/",2097.2181818181816,"3weeks",4,0.75,null,""]
[null,"HGHT_V_F300","HGHT_V","F300","HGHT_V_F300_4_8_1000_9_14_3,5 kW STANDARD","4_8",1000,9,"STANDARD",null,"14_3,5 kW",4159,null,null,null,null,null,"/","/","/","/",2024.2545454545455,"3weeks",3,0.55000000000000004,null,""]
[null,"HGHT_V_F300","HGHT_V","F300","HGHT_V_F300_4_8_1250_3_11_3 kW STANDARD","4_8",1250,3,"STANDARD",null,"11_3 kW",2054,null,null,null,null,null,"/","/","/","/",2546.7272727272725,"3weeks",5.5,1.1000000000000001,null,""]
[null,"HGHT_V_F300","HGHT_V","F300","HGHT_V_F300_4_8_1250_6_14_3,5 kW STANDARD","4_8",1250,6,"STANDARD",null,"14_3,5 kW",4159,null,null,null,null,null,"/","/","/","/",2485.2363636363634,"3weeks",5.5,1.1000000000000001,null,""]
[null,"HGHT_V_F300","HGHT_V","F300","HGHT_V_F300_4_8_1250_6_37_9,2 kW STANDARD","4_8",1250,6,"STANDARD",null,"37_9,2 kW",2059,null,null,null,null,null,"/","/","/","/",3357.1818181818176,"3weeks",11,3,null,""]
[null,"HGHT_V_F400","HGHT_V","F400","HGHT_V_F400_4_800_3_1,5 kW IE3",4,800,3,"IE3",null,"1,5 kW",6056,null,null,null,null,null,"/","/","/","/",2806.7454545454543,"3weeks",5.5,1.1000000000000001,null,""]
[null,"HGHT_V_F400","HGHT_V","F400","HGHT_V_F400_4_800_6_1,5 kW IE3",4,800,6,"IE3",null,"1,5 kW",6056,null,null,null,null,null,"/","/","/","/",2587.0545454545454,"3weeks",5.5,1.1000000000000001,null,""]
[null,"HGHT_V_F400","HGHT_V","F400","HGHT_V_F400_4_800_6_4 kW IE3",4,800,6,"IE3",null,"4 kW",6304,null,null,null,null,null,"/","/","/","/",3074.4363636363637,"3weeks",7.5,1.5,null,""]
[null,"HGHT_V_F400","HGHT_V","F400","HGHT_V_F400_4_800_6_7,5 kW STANDARD",4,800,6,"STANDARD",null,"7,5 kW",1906,null,null,null,null,null,"/","/","/","/",2747.5454545454545,"to be confirmed",3,0,null,""]
[null,"HGHT_V_F400","HGHT_V","F400","HGHT_V_F400_4_800_9_7,5 kW IE3",4,800,9,"IE3",null,"7,5 kW",5800,null,null,null,null,null,"/","/","/","/",2621.5090909090904,"3weeks",5.5,0,null,""]
[null,"HGHT_V_F400","HGHT_V","F400","HGHT_V_F400_4_900_3_5,5 kW IE3",4,900,3,"IE3",null,"5,5 kW",6028,null,null,null,null,null,"/","/","/","/",3262.1636363636362,"4weeks",11,0,null,""]
[null,"HGHT_V_F400","HGHT_V","F400","HGHT_V_F400_4_900_6_3 kW IE3",4,900,6,"IE3",null,"3 kW",6090,null,null,null,null,null,"/","/","/","/",3972.1454545454549,"4weeks",18.5,0,null,""]
[null,"HGHT_V_F400","HGHT_V","F400","HGHT_V_F400_4_900_6_3 kW STANDARD",4,900,6,"STANDARD",null,"3 kW",1903,null,null,null,null,null,"/","/","/","/",2745.7999999999997,"3weeks",4,0,null,""]
[null,"HGHT_V_F400","HGHT_V","F400","HGHT_V_F400_4_900_9_11 kW STANDARD",4,900,9,"STANDARD",null,"11 kW",1908,null,null,null,null,null,"/","/","/","/",3085.6363636363631,"4weeks",7.5,0,null,""]
[null,"HGHT_V_F400","HGHT_V","F400","HGHT_V_F400_4_1000_3_5,5 kW STANDARD",4,1000,3,"STANDARD",null,"5,5 kW",1905,null,null,null,null,null,"/","/","/","/",4580.1999999999989,"4weeks",18.5,0,null,""]
[null,"HGHT_V_F400","HGHT_V","F400","HGHT_V_F400_4_1000_6_11 kW IE3",4,1000,6,"IE3",null,"11 kW",6300,null,null,null,null,null,"/","/","/","/",4184.5636363636368,"4weeks",22,0,null,""]
[null,"HGHT_V_F400","HGHT_V","F400","HGHT_V_F400_4_1000_6_18,5 kW STANDARD",4,1000,6,"STANDARD",null,"18,5 kW",1910,null,null,null,null,null,"/","/","/","/",4203.9999999999991,"4weeks",11,0,null,""]
[null,"HGHT_V_F400","HGHT_V","F400","HGHT_V_F400_4_1000_9_15 kW IE3",4,1000,9,"IE3",null,"15 kW",6140,null,null,null,null,null,"/","/","/","/",4300.8181818181811,"4weeks",15,0,null,""]
[null,"HGHT_V_F400","HGHT_V","F400","HGHT_V_F400_4_1000_9_7,5 kW STANDARD",4,1000,9,"STANDARD",null,"7,5 kW",1906,null,null,null,null,null,"/","/","/","/",4899.0363636363627,"3weeks",22,0,null,""]
[null,"HGHT_V_F400","HGHT_V","F400","HGHT_V_F400_4_1250_3_22 kW STANDARD",4,1250,3,"STANDARD",null,"22 kW",1911,null,null,null,null,null,"/","/","/","/",4027.4727272727273,"4weeks",7.5,0,null,""]
[null,"HGHT_V_F400","HGHT_V","F400","HGHT_V_F400_4_1250_6_18,5 kW IE3",4,1250,6,"IE3",null,"18,5 kW",6308,null,null,null,null,null,"/","/","/","/",4474.5818181818177,"3weeks",15,0,null,""]
[null,"HGHT_V_F400","HGHT_V","F400","HGHT_V_F400_4_1250_6_37 kW STANDARD",4,1250,6,"STANDARD",null,"37 kW",1913,null,null,null,null,null,"/","/","/","/",5743.0727272727272,"4weeks",22,0,null,""]
[null,"HGHT_V_F400","HGHT_V","F400","HGHT_V_F400_4_6_800_3_1,5_0,37 kW STANDARD","4_6",800,3,"STANDARD",null,"1,5_0,37 kW",2118,null,null,null,null,null,"/","/","/","/",4671.8727272727265,"4weeks",15,0,null,""]
[null,"HGHT_V_F400","HGHT_V","F400","HGHT_V_F400_4_6_800_3_2,2_0,7 kW STANDARD","4_6",800,3,"STANDARD",null,"2,2_0,7 kW",2119,null,null,null,null,null,"/","/","/","/",5041.2545454545452,"4weeks",18.5,0,null,""]
[null,"HGHT_V_F400","HGHT_V","F400","HGHT_V_F400_4_6_800_9_2,2_0,7 kW STANDARD","4_6",800,9,"STANDARD",null,"2,2_0,7 kW",2119,null,null,null,null,null,"/","/","/","/",5739.5272727272722,"4weeks",30,0,null,""]
[null,"HGHT_V_F400","HGHT_V","F400","HGHT_V_F400_4_6_900_6_3_1 kW STANDARD","4_6",900,6,"STANDARD",null,"3_1 kW",2120,null,null,null,null,null,"/","/","/","/",1769.7272727272725,"to be confirmed",1.5,0,null,""]
[null,"HGHT_V_F400","HGHT_V","F400","HGHT_V_F400_4_6_900_6_4,5_1,5 kW STANDARD","4_6",900,6,"STANDARD",null,"4,5_1,5 kW",2121,null,null,null,null,null,"/","/","/","/",1928.272727272727,"3weeks",1.5,0,null,""]
[null,"HGHT_V_F400","HGHT_V","F400","HGHT_V_F400_4_6_1000_3_4,5_1,5 kW STANDARD","4_6",1000,3,"STANDARD",null,"4,5_1,5 kW",2121,null,null,null,null,null,"/","/","/","/",1966.6181818181815,"3weeks",4,0,null,""]
[null,"HGHT_V_F400","HGHT_V","F400","HGHT_V_F400_4_6_1000_9_16_6,5 kW STANDARD","4_6",1000,9,"STANDARD",null,"16_6,5 kW",2125,null,null,null,null,null,"/","/","/","/",1975.5454545454543,"3weeks",1.5,0,null,""]
[null,"HGHT_V_F400","HGHT_V","F400","HGHT_V_F400_4_6_1000_9_20_8,5 kW STANDARD","4_6",1000,9,"STANDARD",null,"20_8,5 kW",2126,null,null,null,null,null,"/","/","/","/",1887.7454545454543,"3weeks",2.2000000000000002,0,null,""]
[null,"HGHT_V_F400","HGHT_V","F400","HGHT_V_F400_4_6_1250_6_20_8,5 kW STANDARD","4_6",1250,6,"STANDARD",null,"20_8,5 kW",2126,null,null,null,null,null,"/","/","/","/",2185.4909090909091,"to be confirmed",5.5,0,null,""]
[null,"HGHT_V_F400","HGHT_V","F400","HGHT_V_F400_4_6_1250_6_34_12 kW STANDARD","4_6",1250,6,"STANDARD",null,"34_12 kW",2128,null,null,null,null,null,"/","/","/","/",2391.9636363636359,"to be confirmed",5.5,0,null,""]
[null,"HGHT_V_F400","HGHT_V","F400","HGHT_V_F400_4_8_800_3_1,1_0,18 kW STANDARD","4_8",800,3,"STANDARD",null,"1,1_0,18 kW",2101,null,null,null,null,null,"/","/","/","/",2170.6181818181817,"to be confirmed",2.2000000000000002,0,null,""]
[null,"HGHT_V_F400","HGHT_V","F400","HGHT_V_F400_4_8_800_9_2,2_0,37 kW STANDARD","4_8",800,9,"STANDARD",null,"2,2_0,37 kW",2103,null,null,null,null,null,"/","/","/","/",2375.8363636363633,"3weeks",5.5,0,null,""]
[null,"HGHT_V_F400","HGHT_V","F400","HGHT_V_F400_4_8_900_3_5,5_1,1 kW STANDARD","4_8",900,3,"STANDARD",null,"5,5_1,1 kW",2106,null,null,null,null,null,"/","/","/","/",2383.363636363636,"to be confirmed",2.2000000000000002,0,null,""]
[null,"HGHT_V_F400","HGHT_V","F400","HGHT_V_F400_4_8_900_6_4_0,75 kW STANDARD","4_8",900,6,"STANDARD",null,"4_0,75 kW",2105,null,null,null,null,null,"/","/","/","/",2522.0727272727268,"to be confirmed",3,0,null,""]
[null,"HGHT_V_F400","HGHT_V","F400","HGHT_V_F400_4_8_1000_3_11_3 kW STANDARD","4_8",1000,3,"STANDARD",null,"11_3 kW",2108,null,null,null,null,null,"/","/","/","/",2495.9999999999995,"3weeks",7.5,0,null,""]
[null,"HGHT_V_F400","HGHT_V","F400","HGHT_V_F400_4_8_1000_6_17_4,3 kW STANDARD","4_8",1000,6,"STANDARD",null,"17_4,3 kW",2109,null,null,null,null,null,"/","/","/","/",2302.0545454545454,"to be confirmed",3,0,null,""]
[null,"HGHT_V_F400","HGHT_V","F400","HGHT_V_F400_4_8_1000_9_11_3 kW STANDARD","4_8",1000,9,"STANDARD",null,"11_3 kW",2108,null,null,null,null,null,"/","/","/","/",2376.3999999999996,"to be confirmed",4,0,null,""]
[null,"HGHT_V_F400","HGHT_V","F400","HGHT_V_F400_4_8_1000_9_20_5 kW STANDARD","4_8",1000,9,"STANDARD",null,"20_5 kW",2110,null,null,null,null,null,"/","/","/","/",2443.3090909090906,"3weeks",5.5,0,null,""]
[null,"HGHT_V_F400","HGHT_V","F400","HGHT_V_F400_4_8_1250_6_20_5 kW STANDARD","4_8",1250,6,"STANDARD",null,"20_5 kW",2110,null,null,null,null,null,"/","/","/","/",3309.090909090909,"3weeks",15,0,null,""]
[null,"HGHT_V_F400","HGHT_V","F400","HGHT_V_F400_4_8_1250_9_17_4,3 kW STANDARD","4_8",1250,9,"STANDARD",null,"17_4,3 kW",2109,null,null,null,null,null,"/","/","/","/",2762.8909090909087,"to be confirmed",5.5,0,null,""]
[null,"HGTT_V","HGTT_V","ST","HGTT_V_4_800_3_4 kW IE3",4,800,3,"IE3",null,"4 kW",5913,null,null,null,null,null,"/","/","/","/",2469.0890909090908,"to be confirmed",3,1,null,""]
[null,"HGTT_V","HGTT_V","ST","HGTT_V_4_800_3_3 kW STANDARD",4,800,3,"STANDARD",null,"3 kW",1723,null,null,null,null,null,"/","/","/","/",3787.4174545454543,"to be confirmed",16,5,null,""]
[null,"HGTT_V","HGTT_V","ST","HGTT_V_4_800_6_1,5 kW STANDARD",4,800,6,"STANDARD",null,"1,5 kW",1721,null,null,null,null,null,"/","/","/","/",3482.0181818181813,"to be confirmed",20,8.5,null,""]
[null,"HGTT_V","HGTT_V","ST","HGTT_V_4_800_9_7,5 kW IE3",4,800,9,"IE3",null,"7,5 kW",6286,null,null,null,null,null,"/","/","/","/",5549.3301818181817,"to be confirmed",30,9,null,""]
[null,"HGTT_V","HGTT_V","ST","HGTT_V_4_900_3_3 kW IE3",4,900,3,"IE3",null,"3 kW",6213,null,null,null,null,null,"/","/","/","/",5038.2236363636366,"to be confirmed",20,6.5,null,""]
[null,"HGTT_V","HGTT_V","ST","HGTT_V_4_900_3_7,5 kW STANDARD",4,900,3,"STANDARD",null,"7,5 kW",1726,null,null,null,null,null,"/","/","/","/",5114.5872727272726,"to be confirmed",20,6.5,null,""]
[null,"HGTT_V","HGTT_V","ST","HGTT_V_4_900_6_5,5 kW IE3",4,900,6,"IE3",null,"5,5 kW",6291,null,null,null,null,null,"/","/","/","/",6156.8545454545447,"to be confirmed",34,11,null,""]
[null,"HGTT_V","HGTT_V","ST","HGTT_V_4_900_9_7,5 kW IE3",4,900,9,"IE3",null,"7,5 kW",6286,null,null,null,null,null,"/","/","/","/",2076.8287272727271,"to be confirmed",4.5,1.5,null,""]
[null,"HGTT_V","HGTT_V","ST","HGTT_V_4_1000_3_5,5 kW IE3",4,1000,3,"IE3",null,"5,5 kW",6291,null,null,null,null,null,"/","/","/","/",2509.5090909090909,"to be confirmed",6,2,null,""]
[null,"HGTT_V","HGTT_V","ST","HGTT_V_4_1000_3_5,5 kW STANDARD",4,1000,3,"STANDARD",null,"5,5 kW",1725,null,null,null,null,null,"/","/","/","/",2556.7818181818179,"to be confirmed",6,2,null,""]
[null,"HGTT_V","HGTT_V","ST","HGTT_V_4_1000_6_15 kW STANDARD",4,1000,6,"STANDARD",null,"15 kW",1729,null,null,null,null,null,"/","/","/","/",2551.4181818181814,"to be confirmed",5,1.3,null,""]
[null,"HGTT_V","HGTT_V","ST","HGTT_V_4_1000_9_15 kW IE3",4,1000,9,"IE3",null,"15 kW",6008,null,null,null,null,null,"/","/","/","/",3344.1090909090908,"to be confirmed",17,4.3,null,""]
[null,"HGTT_V","HGTT_V","ST","HGTT_V_4_1000_9_11 kW STANDARD",4,1000,9,"STANDARD",null,"11 kW",1728,null,null,null,null,null,"/","/","/","/",2774.6727272727271,"to be confirmed",6.8,1.4,null,""]
[null,"HGTT_V","HGTT_V","ST","HGTT_V_4_1250_3_18,5 kW IE3",4,1250,3,"IE3",null,"18,5 kW",6106,null,null,null,null,null,"/","/","/","/",2934.9999999999995,"to be confirmed",8.4,2.0499999999999998,null,""]
[null,"HGTT_V","HGTT_V","ST","HGTT_V_4_1250_3_15 kW STANDARD",4,1250,3,"STANDARD",null,"15 kW",1729,null,null,null,null,null,"/","/","/","/",4889.1636363636362,"to be confirmed",22,4.4000000000000004,null,""]
[null,"HGTT_V","HGTT_V","ST","HGTT_V_4_1250_6_37 kW IE3",4,1250,6,"IE3",null,"37 kW",5911,null,null,null,null,null,"/","/","/","/",4336.8545454545447,"to be confirmed",17,4.3,null,""]
[null,"HGTT_V","HGTT_V","ST","HGTT_V_4_1250_9_15 kW IE3",4,1250,9,"IE3",null,"15 kW",6008,null,null,null,null,null,"/","/","/","/",5016.4363636363632,"to be confirmed",22,4.4000000000000004,null,""]
[null,"HGTT_V","HGTT_V","ST","HGTT_V_4_1250_9_45 kW IE3",4,1250,9,"IE3",null,"45 kW",6137,null,null,null,null,null,"/","/","/","/",1807.3272727272724,"to be confirmed",1.7,0.35,null,""]
[null,"HGTT_V","HGTT_V","ST","HGTT_V_4_6_800_3_4,5_1,5 kW STANDARD","4_6",800,3,"STANDARD",null,"4,5_1,5 kW",1965,null,null,null,null,null,"/","/","/","/",1960.0181818181816,"to be confirmed",3,0.65,null,""]
[null,"HGTT_V","HGTT_V","ST","HGTT_V_4_6_800_9_4,5_1,5 kW STANDARD","4_6",800,9,"STANDARD",null,"4,5_1,5 kW",1965,null,null,null,null,null,"/","/","/","/",2163.6727272727271,"to be confirmed",2.2999999999999998,0.5,null,""]
[null,"HGTT_V","HGTT_V","ST","HGTT_V_4_6_900_3_4,5_1,5 kW STANDARD","4_6",900,3,"STANDARD",null,"4,5_1,5 kW",1965,null,null,null,null,null,"/","/","/","/",2500.1090909090908,"to be confirmed",6.8,1.4,null,""]
[null,"HGTT_V","HGTT_V","ST","HGTT_V_4_6_900_9_14_4,5 kW STANDARD","4_6",900,9,"STANDARD",null,"14_4,5 kW",4148,null,null,null,null,null,"/","/","/","/",2547.3818181818178,"to be confirmed",6.8,1.4,null,""]
[null,"HGTT_V","HGTT_V","ST","HGTT_V_4_6_1000_3_2,5_0,8 kW STANDARD","4_6",1000,3,"STANDARD",null,"2,5_0,8 kW",1963,null,null,null,null,null,"/","/","/","/",2427.7636363636361,"to be confirmed",5,1.3,null,""]
[null,"HGTT_V","HGTT_V","ST","HGTT_V_4_6_1000_6_4,5_1,5 kW STANDARD","4_6",1000,6,"STANDARD",null,"4,5_1,5 kW",1965,null,null,null,null,null,"/","/","/","/",2328.054545454545,"to be confirmed",4,0,null,""]
[null,"HGTT_V","HGTT_V","ST","HGTT_V_4_6_1250_3_10,5_3,5 kW STANDARD","4_6",1250,3,"STANDARD",null,"10,5_3,5 kW",1967,null,null,null,null,null,"/","/","/","/",2914.3090909090906,"4weeks",15,0,null,""]
[null,"HGTT_V","HGTT_V","ST","HGTT_V_4_6_1250_3_23_7,2 kW STANDARD","4_6",1250,3,"STANDARD",null,"23_7,2 kW",1970,null,null,null,null,null,"/","/","/","/",2377.145454545454,"to be confirmed",4,0,null,""]
[null,"HGTT_V","HGTT_V","ST","HGTT_V_4_6_1250_6_23_7,2 kW STANDARD","4_6",1250,6,"STANDARD",null,"23_7,2 kW",1970,null,null,null,null,null,"/","/","/","/",2882.8727272727269,"3weeks",15,0,null,""]
[null,"HGTT_V","HGTT_V","ST","HGTT_V_4_8_800_3_1,1_0,26 kW STANDARD","4_8",800,3,"STANDARD",null,"1,1_0,26 kW",1944,null,null,null,null,null,"/","/","/","/",3856.1454545454544,"4weeks",15,0,null,""]
[null,"HGTT_V","HGTT_V","ST","HGTT_V_4_8_800_3_2,3_0,5 kW STANDARD","4_8",800,3,"STANDARD",null,"2,3_0,5 kW",1946,null,null,null,null,null,"/","/","/","/",4250.9272727272728,"4weeks",18.5,0,null,""]
[null,"HGTT_V","HGTT_V","ST","HGTT_V_4_8_800_6_5_1,3 kW STANDARD","4_8",800,6,"STANDARD",null,"5_1,3 kW",4141,null,null,null,null,null,"/","/","/","/",3830.1636363636362,"3weeks",15,0,null,""]
[null,"HGTT_V","HGTT_V","ST","HGTT_V_4_8_900_3_5_1,3 kW STANDARD","4_8",900,3,"STANDARD",null,"5_1,3 kW",4141,null,null,null,null,null,"/","/","/","/",3983.4181818181819,"4weeks",15,0,null,""]
[null,"HGTT_V","HGTT_V","ST","HGTT_V_4_8_900_6_10,5_2,2 kW STANDARD","4_8",900,6,"STANDARD",null,"10,5_2,2 kW",1951,null,null,null,null,null,"/","/","/","/",4378.2,"4weeks",18.5,0,null,""]
[null,"HGTT_V","HGTT_V","ST","HGTT_V_4_8_900_6_8,4_2,05 kW STANDARD","4_8",900,6,"STANDARD",null,"8,4_2,05 kW",1950,null,null,null,null,null,"/","/","/","/",5709.272727272727,"4weeks",45,0,null,""]
[null,"HGTT_V","HGTT_V","ST","HGTT_V_4_8_1000_3_4_0,75 kW STANDARD","4_8",1000,3,"STANDARD",null,"4_0,75 kW",1948,null,null,null,null,null,"/","/","/","/",1843.8727272727272,"to be confirmed",5.5,0,null,""]
[null,"HGTT_V","HGTT_V","ST","HGTT_V_4_8_1000_3_5_1 kW STANDARD","4_8",1000,3,"STANDARD",null,"5_1 kW",5949,null,null,null,null,null,"/","/","/","/",1720.5636363636361,"to be confirmed",1.5,0,null,""]
[null,"HGTT_V","HGTT_V","ST","HGTT_V_4_8_1000_6_8,4_2,05 kW STANDARD","4_8",1000,6,"STANDARD",null,"8,4_2,05 kW",1950,null,null,null,null,null,"/","/","/","/",1858.6727272727271,"3weeks",4,0,null,""]
[null,"HGTT_V","HGTT_V","ST","HGTT_V_4_8_1250_3_10,5_2,2 kW STANDARD","4_8",1250,3,"STANDARD",null,"10,5_2,2 kW",1951,null,null,null,null,null,"/","/","/","/",2050,"to be confirmed",3,0,null,""]
[null,"HGTT_V","HGTT_V","ST","HGTT_V_4_8_1250_3_15,5_2,7 kW STANDARD","4_8",1250,3,"STANDARD",null,"15,5_2,7 kW",1952,null,null,null,null,null,"/","/","/","/",2102.5818181818181,"to be confirmed",4,0,null,""]
[null,"HGTT_V","HGTT_V","ST","HGTT_V_4_8_1250_6_17_4,3 kW STANDARD","4_8",1250,6,"STANDARD",null,"17_4,3 kW",4145,null,null,null,null,null,"/","/","/","/",2207.5272727272722,"to be confirmed",5.5,0,null,""]
[null,"HGTT_V","HGTT_V","ST","HGTT_V_4_8_1250_6_50_11 kW STANDARD","4_8",1250,6,"STANDARD",null,"50_11 kW",1956,null,null,null,null,null,"/","/","/","/",2617.8545454545451,"4weeks",11,0,null,""]
[null,"HGTT_V","HGTT_V","ST","HGTT_V_4_8_1250_9_42_10 kW STANDARD","4_8",1250,9,"STANDARD",null,"42_10 kW",1955,null,null,null,null,null,"/","/","/","/",2331.4363636363632,"4weeks",7.5,0,null,""]
[null,"TGT","TGT","ST","TGT_2_500_6_2,2 kW IE3",2,500,6,"IE3",null,"2,2 kW",6234,null,null,null,null,null,680,983.63636363636351,881.81818181818176,1029.090909090909,"/","to be confirmed",3,0.8,null,""]
[null,"TGT","TGT","ST","TGT_2_560_6_5,5 kW IE3",2,560,6,"IE3",null,"5,5 kW",6302,null,null,null,null,null,"/",1997.4909090909086,1808.3999999999999,2042.9454545454541,"/","to be confirmed",19,4.5,null,""]
[null,"TGT","TGT","ST","TGT_2_560_6_9,2 kW STANDARD",2,560,6,"STANDARD",null,"9,2 kW",1693,null,null,null,null,null,"/","/",958.89090909090896,"/","/","5weeks",1.1000000000000001,0,null," PTC VERSION + 141,82 & DELIVERY TIME 7 WEEKS"]
[null,"TGT","TGT","ST","TGT_2_630_6_11 kW STANDARD",2,630,6,"STANDARD",null,"11 kW",1694,null,null,null,null,null,"/","/",997.18181818181813,"/","/","5weeks",1.5,0,null," PTC VERSION + 161,82 & DELIVERY TIME 7 WEEKS"]
[null,"TGT","TGT","ST","TGT_4_450_6_0,55 kW STANDARD",4,450,6,"STANDARD",null,"0,55 kW",1718,null,null,null,null,null,"/","/",986.36363636363626,"/","/","5weeks",2.2000000000000002,0,null," PTC VERSION + 161,82 & DELIVERY TIME 7 WEEKS"]
[null,"TGT","TGT","ST","TGT_4_560_6_0,75 kW IE3",4,560,6,"IE3",null,"0,75 kW",5859,null,null,null,null,null,"/","/",948.78181818181815,"/","/","5weeks",1.5,0,null," PTC VERSION + 161,82 & DELIVERY TIME 7 WEEKS"]
[null,"TGT","TGT","ST","TGT_4_630_6_0,75 kW IE3",4,630,6,"IE3",null,"0,75 kW",5859,null,null,null,null,null,513.5272727272727,760.8,658.98181818181808,806.25454545454534,"/","3weeks",3,0,null,""]
[null,"TGT","TGT","ST","TGT_4_630_6_1,1 kW STANDARD",4,630,6,"STANDARD",null,"1,1 kW",1720,null,null,null,null,null,"/","/",892.10909090909081,"/","/","5weeks",3,0,null,""]
[null,"TGT","TGT","ST","TGT_4_710_3_1,1 kW STANDARD",4,710,3,"STANDARD",null,"1,1 kW",1720,null,null,null,null,null,549.09090909090901,807.27272727272725,705.45454545454538,852.72727272727263,"/","to be confirmed",3,0,null,""]
[null,"TGT","TGT","ST","TGT_4_710_6_1,1 kW STANDARD",4,710,6,"STANDARD",null,"1,1 kW",1720,null,null,null,null,null,585.74545454545444,843.92727272727257,742.10909090909081,889.38181818181806,"/","to be confirmed",4,0,null,""]
[null,"TGT","TGT","ST","TGT_4_800_3_1,5 kW IE3",4,800,3,"IE3",null,"1,5 kW",6256,null,null,null,null,null,"/","/",1331.9272727272726,"/","/","to be confirmed",4,0,null,""]
[null,"TGT","TGT","ST","TGT_4_800_6_1,5 kW IE3",4,800,6,"IE3",null,"1,5 kW",6256,null,null,null,null,null,"/","/",1398.5454545454545,"/","/","5weeks",4,0,null," PTC VERSION + 161,82 & DELIVERY TIME 7 WEEKS"]
[null,"TGT","TGT","ST","TGT_4_800_6_1,5 kW STANDARD",4,800,6,"STANDARD",null,"1,5 kW",1721,null,null,null,null,null,"/","/",1763.8727272727272,"/","/","5weeks",5.5,0,null," PTC VERSION + 187,27 & DELIVERY TIME 7 WEEKS"]
[null,"TGT","TGT","ST","TGT_4_800_6_7,5 kW STANDARD",4,800,6,"STANDARD",null,"7,5 kW",1726,null,null,null,null,null,735.12727272727261,1038.7636363636361,929.67272727272723,1084.2181818181816,"/","3weeks",7.5,0,null,""]
[null,"TGT","TGT","ST","TGT_4_900_3_3 kW IE3",4,900,3,"IE3",null,"3 kW",6213,null,null,null,null,null,878.14545454545453,1181.7818181818182,1003.5999999999999,1227.2363636363636,"/","4weeks",9.1999999999999993,0,null,""]
[null,"TGT","TGT","ST","TGT_4_900_3_4 kW STANDARD",4,900,3,"STANDARD",null,"4 kW",1724,null,null,null,null,null,"/",1536.7454545454545,1358.5636363636363,1582.2,"/","3weeks",15,0,null,""]
[null,"TGT","TGT","ST","TGT_4_900_6_11 kW STANDARD",4,900,6,"STANDARD",null,"11 kW",1728,null,null,null,null,null,"/","/",1680.3636363636363,"/","/","5weeks",5.5,0,null," PTC VERSION + 187,27 & DELIVERY TIME 7 WEEKS"]
[null,"TGT","TGT","ST","TGT_4_900_9_7,5 kW IE3",4,900,9,"IE3",null,"7,5 kW",6286,null,null,null,null,null,"/","/",1454.5090909090909,"/","/","5weeks",7.5,0,null,""]
[null,"TGT","TGT","ST","TGT_4_1000_3_11 kW IE3",4,1000,3,"IE3",null,"11 kW",5835,null,null,null,null,null,1787.5272727272725,2438.4363636363632,2260.2545454545452,2502.0727272727268,"/","to be confirmed",14,4.5,null,""]
[null,"TGT","TGT","ST","TGT_4_1000_6_18,5 kW IE3",4,1000,6,"IE3",null,"18,5 kW",6106,null,null,null,null,null,2262.8436363636365,3008.2981818181815,2830.1163636363635,3071.9345454545455,"/","to be confirmed",10.5,3.5,null,""]
[null,"TGT","TGT","ST","TGT_4_1000_6_11 kW STANDARD",4,1000,6,"STANDARD",null,"11 kW",1728,null,null,null,null,null,1500.3818181818181,2245.8363636363633,2136.7454545454543,2309.4727272727273,"/","to be confirmed",6,2,null,""]
[null,"TGT","TGT","ST","TGT_4_1000_6_5,5 kW STANDARD",4,1000,6,"STANDARD",null,"5,5 kW",1725,null,null,null,null,null,2301.9636363636359,3116.5090909090904,2927.4181818181814,3189.2363636363634,"/","to be confirmed",20,8.5,null,""]
[null,"TGT","TGT","ST","TGT_4_1000_9_11 kW STANDARD",4,1000,9,"STANDARD",null,"11 kW",1728,null,null,null,null,null,3265.7454545454543,4131.2,3942.1090909090904,4203.9272727272719,"/","to be confirmed",23,7.2,null,""]
[null,"TGT","TGT","ST","TGT_4_1120_3_15 kW IE3",4,1120,3,"IE3",null,"15 kW",6008,null,null,null,null,null,3342.1090909090908,4283.9272727272719,4094.8363636363629,4356.6545454545449,"/","to be confirmed",23,7.2,null,""]
[null,"TGT","TGT","ST","TGT_4_1120_3_18,5 kW STANDARD",4,1120,3,"STANDARD",null,"18,5 kW",1730,null,null,null,null,null,3685.621090909091,4712.8938181818185,4523.8029090909095,4785.6210909090905,"/","to be confirmed",30,9,null,""]
[null,"TGT","TGT","ST","TGT_4_1120_6_30 kW IE3",4,1120,6,"IE3",null,"30 kW",6096,null,null,null,null,null,3242.1090909090908,4083.9272727272723,3894.8363636363629,4156.6545454545449,"/","to be confirmed",23,7.2,null,""]
[null,"TGT","TGT","ST","TGT_4_1120_6_30 kW STANDARD",4,1120,6,"STANDARD",null,"30 kW",1732,null,null,null,null,null,2730.9992727272725,3623.7265454545454,3434.635636363636,3696.453818181818,"/","to be confirmed",16,5,null,""]
[null,"TGT","TGT","ST","TGT_4_1120_9_15 kW STANDARD",4,1120,9,"STANDARD",null,"15 kW",1729,null,null,null,null,null,2807.3629090909089,3776.4538181818184,3587.3629090909089,3849.1810909090909,"/","to be confirmed",16,5,null,""]
[null,"TGT","TGT","ST","TGT_4_1250_3_11 kW IE3",4,1250,3,"IE3",null,"11 kW",5835,null,null,null,null,null,4327.6909090909085,5296.7818181818175,4887.6909090909085,5369.5090909090904,"/","to be confirmed",34,11,null,""]
[null,"TGT","TGT","ST","TGT_4_1250_3_22 kW STANDARD",4,1250,3,"STANDARD",null,"22 kW",1731,null,null,null,null,null,4136.453818181818,6441.9083636363639,6623.7265454545459,7187.3810909090917,"/","to be confirmed",16,5,null,""]
[null,"TGT","TGT","ST","TGT_4_1250_6_45 kW IE3",4,1250,6,"IE3",null,"45 kW",6137,null,null,null,null,null,5644.0545454545454,8156.7818181818166,8338.5999999999985,8902.2545454545452,"/","to be confirmed",34,11,null,""]
[null,"TGT","TGT","ST","TGT_4_1250_6_37 kW STANDARD",4,1250,6,"STANDARD",null,"37 kW",1733,null,null,null,null,null,9717.3454545454533,12411.890909090907,"/",12975.545454545454,"/","7weeks",95,34,null,""]
[null,"TGT","TGT","ST","TGT_4_1250_9_30 kW STANDARD",4,1250,9,"STANDARD",null,"30 kW",1732,null,null,null,null,null,9370.8909090909074,12670.890909090907,"/",13307.399999999998,"/","7weeks",80,28,null,""]
[null,"TGT","TGT","ST","TGT_4_1250_12_45 kW IE3",4,1250,12,"IE3",null,"45 kW",6137,null,null,null,null,null,9697.3454545454533,12371.890909090907,"/",13008.4,"/","7weeks",95,34,null,""]
[null,"TGT","TGT","ST","TGT_4_1409_3_18,5 kW IE3",4,1409,3,"IE3",null,"18,5 kW",6106,null,null,null,null,null,8952.7090909090894,11834.527272727271,"/",12471.036363636362,"/","7weeks",80,28,null,""]
[null,"TGT","TGT","ST","TGT_4_1409_3_22 kW STANDARD",4,1409,3,"STANDARD",null,"22 kW",1731,null,null,null,null,null,522.0181818181818,780.19999999999993,685.65454545454543,825.65454545454543,"/","to be confirmed",0.66,0.25,null,""]
[null,"TGT","TGT","ST","TGT_4_1409_6_110 kW IE3",4,1409,6,"IE3",null,"110 kW",5834,null,null,null,null,null,654.73781818181817,958.3741818181818,863.82872727272729,1003.8287272727273,"/","to be confirmed",1.5,0.45,null,""]
[null,"TGT","TGT","ST","TGT_4_1409_6_30 kW STANDARD",4,1409,6,"STANDARD",null,"30 kW",1732,null,null,null,null,null,607.4727272727273,951.10909090909081,856.56363636363631,1005.6545454545454,"/","to be confirmed",0.66,0.25,null,""]
[null,"TGT","TGT","ST","TGT_4_1409_9_160 kW IE3",4,1409,9,"IE3",null,"160 kW",5809,null,null,null,null,null,872.67090909090916,1263.58,1161.7618181818182,1318.1254545454544,"/","to be confirmed",3,1,null,""]
[null,"TGT","TGT","ST","TGT_4_1409_12_160 kW IE3",4,1409,12,"IE3",null,"160 kW",5809,null,null,null,null,null,1118.6287272727272,1645.9014545454545,1536.8105454545455,1700.446909090909,"/","to be confirmed",4.5,1.5,null,""]
[null,"TGT","TGT","ST","TGT_4_1409_12_160 kW STANDARD",4,1409,12,"STANDARD",null,"160 kW",1742,null,null,null,null,null,1209.5378181818182,1827.7196363636363,1718.6287272727272,1891.3560000000002,"/","to be confirmed",4.5,1.5,null,""]
[null,"TGT","TGT","ST","TGT_4_1609_3_37 kW IE3",4,1609,3,"IE3",null,"37 kW",5911,null,null,null,null,null,1147.2163636363637,1812.6709090909089,1710.8527272727272,1876.3072727272727,"/","to be confirmed",3,1,null,""]
[null,"TGT","TGT","ST","TGT_4_1609_6_132 kW IE3",4,1609,6,"IE3",null,"132 kW",5851,null,null,null,null,null,1189.1090909090908,1840.0181818181816,1738.1999999999998,1903.6545454545453,"/","to be confirmed",4,0.75,null,""]
[null,"TGT","TGT","ST","TGT_4_1609_6_160 kW IE3",4,1609,6,"IE3",null,"160 kW",5809,null,null,null,null,null,1222.2727272727273,1873.181818181818,1764.090909090909,1936.8181818181818,"/","to be confirmed",5,1.3,null,""]
[null,"TGT","TGT","ST","TGT_4_1609_6_132 kW STANDARD",4,1609,6,"STANDARD",null,"132 kW",1739,null,null,null,null,null,2094.9636363636364,2794.9636363636364,2605.8727272727269,2858.6,"/","to be confirmed",17,4.3,null,""]
[null,"TGT","TGT","ST","TGT_4_1609_9_132 kW STANDARD",4,1609,9,"STANDARD",null,"132 kW",1739,null,null,null,null,null,2001.8363636363636,2816.3818181818178,2638.2,2889.1090909090908,"/","to be confirmed",10.5,2.2000000000000002,null,""]
[null,"TGT","TGT","ST","TGT_4_1609_9_160 kW STANDARD",4,1609,9,"STANDARD",null,"160 kW",1742,null,null,null,null,null,2257.9636363636364,3072.5090909090909,2894.3272727272729,3145.2363636363634,"/","to be confirmed",15.5,2.7,null,""]
[null,"TGT","TGT","ST","TGT_4_1609_12_160 kW STANDARD",4,1609,12,"STANDARD",null,"160 kW",1742,null,null,null,null,null,2863.6363636363635,3729.090909090909,3539.9999999999995,3801.8181818181815,"/","to be confirmed",22,4.4000000000000004,null,""]
[null,"TGT","TGT","ST","TGT_6_630_6_0,37 kW STANDARD",6,630,6,"STANDARD",null,"0,37 kW",1751,null,null,null,null,null,4450.909090909091,5392.7272727272721,5156.363636363636,5465.454545454545,"/","to be confirmed",33,8,null,""]
[null,"TGT","TGT","ST","TGT_6_710_3_0,75 kW STANDARD",6,710,3,"STANDARD",null,"0,75 kW",1753,null,null,null,null,null,2285.2363636363639,3127.0545454545454,2948.8727272727274,3199.7818181818179,"/","to be confirmed",15.5,2.7,null,""]
[null,"TGT","TGT","ST","TGT_6_800_3_0,55 kW STANDARD",6,800,3,"STANDARD",null,"0,55 kW",1752,null,null,null,null,null,1771.3090909090909,2613.1272727272726,2434.9454545454546,2685.8545454545451,"/","to be confirmed",8.4,2.0499999999999998,null,""]
[null,"TGT","TGT","ST","TGT_6_800_6_0,75 kW STANDARD",6,800,6,"STANDARD",null,"0,75 kW",1753,null,null,null,null,null,5238.181818181818,6130.9090909090901,5894.545454545454,6203.6363636363631,"/","to be confirmed",50,11,null,""]
[null,"TGT","TGT","ST","TGT_6_800_9_1,5 kW IE3",6,800,9,"IE3",null,"1,5 kW",6114,null,null,null,null,null,4478.181818181818,5447.272727272727,5210.9090909090901,5520,"/","to be confirmed",33,8,null,""]
[null,"TGT","TGT","ST","TGT_6_800_9_1,5 kW STANDARD",6,800,9,"STANDARD",null,"1,5 kW",1755,null,null,null,null,null,10440.30909090909,13553.036363636362,"/",14116.690909090908,"/","7weeks",130,33,null,""]
[null,"TGT","TGT","ST","TGT_6_900_9_1,5 kW IE3",6,900,9,"IE3",null,"1,5 kW",6114,null,null,null,null,null,9189.4909090909077,11884.036363636362,"/",12447.690909090907,"/","7weeks",110,27,null,""]
[null,"TGT","TGT","ST","TGT_6_900_9_3 kW STANDARD",6,900,9,"STANDARD",null,"3 kW",1757,null,null,null,null,null,7862.836363636362,10557.381818181817,"/",11121.036363636362,"/","7weeks",68,17,null,""]
[null,"TGT","TGT","ST","TGT_6_1000_3_4 kW STANDARD",6,1000,3,"STANDARD",null,"4 kW",1758,null,null,null,null,null,8521.5636363636368,11425.2,"/",11988.854545454546,"/","7weeks",80,20,null,""]
[null,"TGT","TGT","ST","TGT_6_1000_6_2,2 kW STANDARD",6,1000,6,"STANDARD",null,"2,2 kW",1756,null,null,null,null,null,6783.6363636363631,9276.363636363636,9458.181818181818,10094.690909090908,"/","to be confirmed",50,11,null,""]
[null,"TGT","TGT","ST","TGT_6_1000_9_4 kW IE3",6,1000,9,"IE3",null,"4 kW",5985,null,null,null,null,null,6568.5090909090914,9450.3272727272724,"/",10086.836363636363,"/","7weeks",55,14.7,null,""]
[null,"TGT","TGT","ST","TGT_6_1120_3_2,2 kW IE3",6,1120,3,"IE3",null,"2,2 kW",5944,null,null,null,null,null,490.90909090909088,749.09090909090901,654.5454545454545,794.5454545454545,"/","to be confirmed",0.55000000000000004,0.13,null,""]
[null,"TGT","TGT","ST","TGT_6_1120_3_3 kW STANDARD",6,1120,3,"STANDARD",null,"3 kW",1757,null,null,null,null,null,587.30909090909086,890.94545454545448,796.39999999999986,936.39999999999986,"/","to be confirmed",0.75,0.12,null,""]
[null,"TGT","TGT","ST","TGT_6_1120_6_4 kW IE3",6,1120,6,"IE3",null,"4 kW",5985,null,null,null,null,null,641.83636363636356,978.19999999999993,883.65454545454531,1023.6545454545453,"/","to be confirmed",1.1000000000000001,0.26,null,""]
[null,"TGT","TGT","ST","TGT_6_1250_3_3 kW IE3",6,1250,3,"IE3",null,"3 kW",5875,null,null,null,null,null,754.5454545454545,1098.181818181818,996.36363636363626,1152.7272727272725,"/","to be confirmed",3,0.65,null,""]
[null,"TGT","TGT","ST","TGT_6_1250_3_7,5 kW STANDARD",6,1250,3,"STANDARD",null,"7,5 kW",1760,null,null,null,null,null,818.18181818181813,1241.8181818181818,1147.2727272727273,1296.3636363636363,"/","to be confirmed",2.2999999999999998,0.5,null,""]
[null,"TGT","TGT","ST","TGT_6_1250_6_5,5 kW STANDARD",6,1250,6,"STANDARD",null,"5,5 kW",1759,null,null,null,null,null,1149.1454545454544,1620.0545454545452,1510.9636363636362,1674.6,"/","to be confirmed",5,1,null,""]
[null,"TGT","TGT","ST","TGT_6_1250_9_15 kW STANDARD",6,1250,9,"STANDARD",null,"15 kW",1763,null,null,null,null,null,1012.7272727272726,1630.9090909090908,1536.3636363636363,1694.5454545454545,"/","to be confirmed",2.2999999999999998,0.5,null,""]
[null,"TGT","TGT","ST","TGT_6_1409_3_15 kW IE3",6,1409,3,"IE3",null,"15 kW",6087,null,null,null,null,null,1547.6727272727271,2165.8545454545451,1987.6727272727271,2229.4909090909091,"/","to be confirmed",8.4,2.0499999999999998,null,""]
[null,"TGT","TGT","ST","TGT_6_1409_6_15 kW IE3",6,1409,6,"IE3",null,"15 kW",6087,null,null,null,null,null,1594.9454545454544,2260.4,2082.2181818181816,2324.0363636363636,"/","to be confirmed",8.4,2.0499999999999998,null,""]
[null,"TGT","TGT","ST","TGT_6_1409_6_11 kW STANDARD",6,1409,6,"STANDARD",null,"11 kW",1762,null,null,null,null,null,1398.2363636363634,2118.2363636363634,2009.1454545454544,2181.8727272727269,"/","to be confirmed",5,1,null,""]
[null,"TGT","TGT","ST","TGT_6_1409_9_15 kW IE3",6,1409,9,"IE3",null,"15 kW",6087,null,null,null,null,null,"/","/",2877.5454545454545,"/","/","to be confirmed",11,0,null," PTC VERSION + 187,27 & DELIVERY TIME 7 WEEKS"]
[null,"TGT","TGT","ST","TGT_6_1409_9_22 kW STANDARD",6,1409,9,"STANDARD",null,"22 kW",1765,null,null,null,null,null,"/","/",2003.2181818181816,"/","/","3weeks",3,0,null," PTC VERSION + 161,82 & DELIVERY TIME 7 WEEKS"]
[null,"TGT","TGT","ST","TGT_6_1409_12_45 kW IE3",6,1409,12,"IE3",null,"45 kW",6021,null,null,null,null,null,"/","/",1825.8181818181818,"/","/","3weeks",4,0,null,""]
[null,"TGT","TGT","ST","TGT_6_1609_3_22 kW IE3",6,1609,3,"IE3",null,"22 kW",5873,null,null,null,null,null,"/","/",2254.8363636363633,"/","/","to be confirmed",5.5,0,null,""]
[null,"TGT","TGT","ST","TGT_6_1609_3_22 kW STANDARD",6,1609,3,"STANDARD",null,"22 kW",1765,null,null,null,null,null,"/","/",2559.9454545454546,"/","/","3weeks",7.5,0,null," PTC VERSION + 187,27 & DELIVERY TIME 7 WEEKS"]
[null,"TGT","TGT","ST","TGT_6_1609_6_30 kW STANDARD",6,1609,6,"STANDARD",null,"30 kW",1766,null,null,null,null,null,"/","/",3519.9636363636359,"/","/","to be confirmed",15,0,null," PTC VERSION + 187,27 & DELIVERY TIME 7 WEEKS"]
[null,"TGT","TGT","ST","TGT_6_1609_9_22 kW IE3",6,1609,9,"IE3",null,"22 kW",5873,null,null,null,null,null,2059.9454545454546,2759.9454545454546,2570.8545454545451,2823.5818181818181,"/","4weeks",18.5,0,null,""]
[null,"TGT","TGT","ST","TGT_6_1609_9_75 kW IE3",6,1609,9,"IE3",null,"75 kW",6182,null,null,null,null,null,"/","/",{"$error":"#VALUE!"},"/","/","to be confirmed",18.5,0,null,"IF YOU NEED PRICE CONTACT SALES DEPARTMENT"]
[null,"TGT","TGT","ST","TGT_6_1609_9_90 kW STANDARD",6,1609,9,"STANDARD",null,"90 kW",1771,null,null,null,null,null,"/","/",2289.4727272727273,"/","/","3weeks",4,0,null," PTC VERSION + 161,82 & DELIVERY TIME 7 WEEKS"]
[null,"TGT","TGT","ST","TGT_6_1609_12_90 kW IE3",6,1609,12,"IE3",null,"90 kW",5869,null,null,null,null,null,"/","/",2420.1090909090908,"/","/","3weeks",5.5,0,null," PTC VERSION + 187,27 & DELIVERY TIME 7 WEEKS"]
[null,"TGT","TGT","ST","TGT_6_1609_12_90 kW STANDARD",6,1609,12,"STANDARD",null,"90 kW",1771,null,null,null,null,null,"/","/",2658.1272727272726,"/","/","3weeks",7.5,0,null," PTC VERSION + 187,27 & DELIVERY TIME 7 WEEKS"]
[null,"TGT","TGT","ST","TGT_2_4_500_6_2,2_0,6 kW STANDARD","2_4",500,6,"STANDARD",null,"2,2_0,6 kW",1931,null,null,null,null,null,"/","/",2873.5272727272727,"/","/","3weeks",11,0,null,""]
[null,"TGT","TGT","ST","TGT_2_4_560_6_6_1,6 kW STANDARD","2_4",560,6,"STANDARD",null,"6_1,6 kW",1934,null,null,null,null,null,"/","/",3337.9818181818177,"/","/","to be confirmed",15,0,null," PTC VERSION + 187,27 & DELIVERY TIME 7 WEEKS"]
[null,"TGT","TGT","ST","TGT_4_6_500_6_0,78_0,3 kW STANDARD","4_6",500,6,"STANDARD",null,"0,78_0,3 kW",1960,null,null,null,null,null,"/","/",4890.8727272727265,"/","/","to be confirmed",22,0,null," PTC VERSION + 347,27 & DELIVERY TIME 7 WEEKS"]
[null,"TGT","TGT","ST","TGT_4_6_630_6_0,66_0,25 kW STANDARD","4_6",630,6,"STANDARD",null,"0,66_0,25 kW",1959,null,null,null,null,null,1220.4909090909089,1965.9454545454544,1856.8545454545454,2029.5818181818179,"/","4weeks",7.5,0,null,""]
[null,"TGT","TGT","ST","TGT_4_6_630_6_0,78_0,3 kW STANDARD","4_6",630,6,"STANDARD",null,"0,78_0,3 kW",1960,null,null,null,null,null,"/","/",2934.6,"/","/","3weeks",7.5,0,null," PTC VERSION + 187,27 & DELIVERY TIME 7 WEEKS"]
[null,"TGT","TGT","ST","TGT_4_6_710_3_2,5_0,8 kW STANDARD","4_6",710,3,"STANDARD",null,"2,5_0,8 kW",1963,null,null,null,null,null,"/","/",3204.8181818181815,"/","/","to be confirmed",11,0,null," PTC VERSION + 187,27 & DELIVERY TIME 7 WEEKS"]
[null,"TGT","TGT","ST","TGT_4_6_800_3_2,5_0,8 kW STANDARD","4_6",800,3,"STANDARD",null,"2,5_0,8 kW",1963,null,null,null,null,null,"/","/",3476.1636363636358,"/","/","to be confirmed",15,0,null," PTC VERSION + 187,27 & DELIVERY TIME 7 WEEKS"]
[null,"TGT","TGT","ST","TGT_4_6_800_6_4,5_1,5 kW STANDARD","4_6",800,6,"STANDARD",null,"4,5_1,5 kW",1965,null,null,null,null,null,"/","/",4104.9090909090901,"/","/","to be confirmed",18.5,0,null," PTC VERSION + 347,27 & DELIVERY TIME 7 WEEKS"]
[null,"TGT","TGT","ST","TGT_4_6_900_3_6_2 kW STANDARD","4_6",900,3,"STANDARD",null,"6_2 kW",1966,null,null,null,null,null,"/","/",2518.5636363636363,"/","/","3weeks",4,0,null," PTC VERSION + 161,82 & DELIVERY TIME 7 WEEKS"]
[null,"TGT","TGT","ST","TGT_4_6_1000_3_10,5_3,5 kW STANDARD","4_6",1000,3,"STANDARD",null,"10,5_3,5 kW",1967,null,null,null,null,null,"/","/",3072.7818181818179,"/","/","3weeks",7.5,0,null," PTC VERSION + 187,27 & DELIVERY TIME 7 WEEKS"]
[null,"TGT","TGT","ST","TGT_4_6_1000_6_14_4,5 kW STANDARD","4_6",1000,6,"STANDARD",null,"14_4,5 kW",4148,null,null,null,null,null,"/","/",3541.545454545454,"/","/","to be confirmed",11,0,null," PTC VERSION + 187,27 & DELIVERY TIME 7 WEEKS"]
[null,"TGT","TGT","ST","TGT_4_6_1000_9_14_4,5 kW STANDARD","4_6",1000,9,"STANDARD",null,"14_4,5 kW",4148,null,null,null,null,null,"/","/",3850.8727272727269,"/","/","to be confirmed",15,0,null," PTC VERSION + 187,27 & DELIVERY TIME 7 WEEKS"]
[null,"TGT","TGT","ST","TGT_4_6_1120_3_20_6,5 kW STANDARD","4_6",1120,3,"STANDARD",null,"20_6,5 kW",1969,null,null,null,null,null,"/","/",4206.7272727272721,"/","/","to be confirmed",18.5,0,null," PTC VERSION + 347,27 & DELIVERY TIME 7 WEEKS"]
[null,"TGT","TGT","ST","TGT_4_6_1120_3_20_8,5 kW STANDARD","4_6",1120,3,"STANDARD",null,"20_8,5 kW",4149,null,null,null,null,null,"/","/",4206.7272727272721,"/","/","to be confirmed",18.5,0,null," PTC VERSION + 347,27 & DELIVERY TIME 7 WEEKS"]
[null,"TGT","TGT","ST","TGT_4_6_1120_9_16_5 kW STANDARD","4_6",1120,9,"STANDARD",null,"16_5 kW",1968,null,null,null,null,null,1772.363636363636,2714.181818181818,2535.9999999999995,2786.9090909090905,"/","4weeks",11,0,null,""]
[null,"TGT","TGT","ST","TGT_4_6_1120_9_34_11 kW STANDARD","4_6",1120,9,"STANDARD",null,"34_11 kW",6265,null,null,null,null,null,"/","/",3266.2545454545452,"/","/","3weeks",11,0,null,""]
[null,"TGT","TGT","ST","TGT_4_6_1250_3_20_6,5 kW STANDARD","4_6",1250,3,"STANDARD",null,"20_6,5 kW",1969,null,null,null,null,null,"/","/",3730.7090909090903,"/","/","to be confirmed",15,0,null," PTC VERSION + 187,27 & DELIVERY TIME 7 WEEKS"]
[null,"TGT","TGT","ST","TGT_4_6_1250_6_34_11 kW STANDARD","4_6",1250,6,"STANDARD",null,"34_11 kW",6265,null,null,null,null,null,2423.5636363636363,3365.3818181818178,3176.2909090909088,3438.1090909090908,"/","4weeks",22,0,null,""]
[null,"TGT","TGT","ST","TGT_4_6_1250_9_34_11 kW STANDARD","4_6",1250,9,"STANDARD",null,"34_11 kW",6265,null,null,null,null,null,3371.454545454545,4313.272727272727,4076.909090909091,4386,"/","4weeks",37,0,null,""]
[null,"TGT","TGT","ST","TGT_4_6_1409_3_16_5 kW STANDARD","4_6",1409,3,"STANDARD",null,"16_5 kW",1968,null,null,null,null,null,2509.0181818181818,3536.2909090909088,3347.2,3609.0181818181818,"/","4weeks",22,0,null,""]
[null,"TGT","TGT","ST","TGT_4_6_1409_3_50_18 kW STANDARD","4_6",1409,3,"STANDARD",null,"50_18 kW",5855,null,null,null,null,null,3036.7999999999997,4064.0727272727268,3874.9818181818173,4136.7999999999993,"/","4weeks",30,0,null,""]
[null,"TGT","TGT","ST","TGT_4_6_1409_9_115_40 kW STANDARD","4_6",1409,9,"STANDARD",null,"115_40 kW",5878,null,null,null,null,null,3456.9090909090905,4484.181818181818,4247.818181818182,4556.909090909091,"/","4weeks",37,0,null,""]
[null,"TGT","TGT","ST","TGT_4_6_1409_9_80_28 kW STANDARD","4_6",1409,9,"STANDARD",null,"80_28 kW",6179,null,null,null,null,null,"/","/",5897.9272727272728,"/","/","to be confirmed",37,0,null,""]
[null,"TGT","TGT","ST","TGT_4_6_1409_12_70_25 kW STANDARD","4_6",1409,12,"STANDARD",null,"70_25 kW",5961,null,null,null,null,null,"/","/",{"$error":"#VALUE!"},"/","/",{"$error":"#N/A"},45,0,null,"IF YOU NEED PRICE CONTACT SALES DEPARTMENT"]
[null,"TGT","TGT","ST","TGT_4_6_1609_6_115_40 kW STANDARD","4_6",1609,6,"STANDARD",null,"115_40 kW",5878,null,null,null,null,null,"/","/",2932.181818181818,"/","/","to be confirmed",11,0,null,""]
[null,"TGT","TGT","ST","TGT_4_6_1609_9_145_55 kW STANDARD","4_6",1609,9,"STANDARD",null,"145_55 kW",5843,null,null,null,null,null,2085.7272727272725,2927.5454545454545,2738.4545454545455,3000.272727272727,"/","3weeks",18.5,0,null,""]
[null,"TGT","TGT","ST","TGT_4_8_400_6_0,37_0,09 kW STANDARD","4_8",400,6,"STANDARD",null,"0,37_0,09 kW",1941,null,null,null,null,null,2195.4545454545455,3037.272727272727,2848.181818181818,3109.9999999999995,"/","3weeks",22,0,null,""]
[null,"TGT","TGT","ST","TGT_4_8_630_6_0,55_0,13 kW STANDARD","4_8",630,6,"STANDARD",null,"0,55_0,13 kW",1942,null,null,null,null,null,"/","/",5466.5818181818177,"/","/","to be confirmed",30,0,null," PTC VERSION + 347,27 & DELIVERY TIME 7 WEEKS"]
[null,"TGT","TGT","ST","TGT_4_8_630_6_3_0,65 kW STANDARD","4_8",630,6,"STANDARD",null,"3_0,65 kW",1947,null,null,null,null,null,1269.1272727272726,2110.9454545454541,2001.8545454545454,2183.6727272727271,"/","3weeks",7.5,0,null,""]
[null,"TGT","TGT","ST","TGT_4_8_710_6_1,7_0,35 kW STANDARD","4_8",710,6,"STANDARD",null,"1,7_0,35 kW",1945,null,null,null,null,null,"/","/",3905.4181818181814,"/","/","to be confirmed",15,0,null," PTC VERSION + 187,27 & DELIVERY TIME 7 WEEKS"]
[null,"TGT","TGT","ST","TGT_4_8_800_3_1,7_0,35 kW STANDARD","4_8",800,3,"STANDARD",null,"1,7_0,35 kW",1945,null,null,null,null,null,2136.6363636363635,3029.3636363636365,2840.272727272727,3102.090909090909,"/","3weeks",18.5,0,null,""]
[null,"TGT","TGT","ST","TGT_4_8_800_6_4_0,75 kW STANDARD","4_8",800,6,"STANDARD",null,"4_0,75 kW",1948,null,null,null,null,null,2246.363636363636,3139.090909090909,2949.9999999999995,3211.8181818181815,"/","3weeks",22,0,null,""]
[null,"TGT","TGT","ST","TGT_4_8_800_9_5_1,3 kW STANDARD","4_8",800,9,"STANDARD",null,"5_1,3 kW",4141,null,null,null,null,null,2902.2545454545452,3794.9818181818173,3605.8909090909087,3867.7090909090903,"/","4weeks",30,0,null,""]
[null,"TGT","TGT","ST","TGT_4_8_900_3_6,8_1,4 kW STANDARD","4_8",900,3,"STANDARD",null,"6,8_1,4 kW",1949,null,null,null,null,null,3141.272727272727,4033.9999999999995,3797.6363636363631,4106.7272727272721,"/","4weeks",37,0,null,""]
[null,"TGT","TGT","ST","TGT_4_8_900_6_6,8_1,4 kW STANDARD","4_8",900,6,"STANDARD",null,"6,8_1,4 kW",1949,null,null,null,null,null,"/","/",7853.9272727272719,"/","/","to be confirmed",45,0,null," PTC VERSION + 347,27 & DELIVERY TIME 7 WEEKS"]
[null,"TGT","TGT","ST","TGT_4_8_1000_3_15,5_2,7 kW STANDARD","4_8",1000,3,"STANDARD",null,"15,5_2,7 kW",1952,null,null,null,null,null,"/","/",3523.9272727272723,"/","/","3weeks",15,0,null,""]
[null,"TGT","TGT","ST","TGT_4_8_1000_3_5_1 kW STANDARD","4_8",1000,3,"STANDARD",null,"5_1 kW",5949,null,null,null,null,null,"/","/",4783.8181818181811,"/","/","to be confirmed",18.5,0,null," PTC VERSION + 347,27 & DELIVERY TIME 7 WEEKS"]
[null,"TGT","TGT","ST","TGT_4_8_1000_6_15,5_2,7 kW STANDARD","4_8",1000,6,"STANDARD",null,"15,5_2,7 kW",1952,null,null,null,null,null,2322.7272727272725,3291.8181818181815,3102.7272727272725,3364.545454545454,"/","3weeks",22,0,null,""]
[null,"TGT","TGT","ST","TGT_4_8_1000_6_8,4_2,05 kW STANDARD","4_8",1000,6,"STANDARD",null,"8,4_2,05 kW",1950,null,null,null,null,null,2978.6181818181817,3947.7090909090903,3758.6181818181813,4020.4363636363628,"/","4weeks",30,0,null,""]
[null,"TGT","TGT","ST","TGT_4_8_1120_3_10,5_2,2 kW STANDARD","4_8",1120,3,"STANDARD",null,"10,5_2,2 kW",1951,null,null,null,null,null,"/","/",7275.5636363636359,"/","/","to be confirmed",37,0,null," PTC VERSION + 347,27 & DELIVERY TIME 7 WEEKS"]
[null,"TGT","TGT","ST","TGT_4_8_1120_3_8,4_2,05 kW STANDARD","4_8",1120,3,"STANDARD",null,"8,4_2,05 kW",1950,null,null,null,null,null,"/","/",7217.4181818181814,"/","/","to be confirmed",45,0,null," PTC VERSION + 347,27 & DELIVERY TIME 7 WEEKS"]
[null,"TGT","TGT","ST","TGT_4_8_1120_6_33_8 kW STANDARD","4_8",1120,6,"STANDARD",null,"33_8 kW",1954,null,null,null,null,null,10298.472727272727,13411.199999999999,"/",13974.854545454544,"/","7weeks",132,0,null,""]
[null,"TGT","TGT","ST","TGT_4_8_1120_9_42_10 kW STANDARD","4_8",1120,9,"STANDARD",null,"42_10 kW",1955,null,null,null,null,null,3542.090909090909,5847.545454545454,6029.363636363636,6593.0181818181809,"/","3weeks",18.5,0,null,""]
[null,"TGT","TGT","ST","TGT_4_8_1250_3_22_4,4 kW STANDARD","4_8",1250,3,"STANDARD",null,"22_4,4 kW",1953,null,null,null,null,null,4307.7090909090903,6613.1636363636353,6794.9818181818173,7358.6363636363631,"/","4weeks",30,0,null,""]
[null,"TGT","TGT","ST","TGT_4_8_1250_6_10,5_2,2 kW STANDARD","4_8",1250,6,"STANDARD",null,"10,5_2,2 kW",1951,null,null,null,null,null,5484.2545454545452,7971.5272727272722,"/",8535.181818181818,"/","7weeks",55,0,null,""]
[null,"TGT","TGT","ST","TGT_4_8_1250_9_15,5_2,7 kW STANDARD","4_8",1250,9,"STANDARD",null,"15,5_2,7 kW",1952,null,null,null,null,null,4706.7272727272721,7219.4545454545441,7401.2727272727261,7964.9272727272719,"/","4weeks",37,0,null,""]
[null,"TGT","TGT","ST","TGT_4_8_1250_12_33_8 kW STANDARD","4_8",1250,12,"STANDARD",null,"33_8 kW",1954,null,null,null,null,null,7986.1818181818171,10680.727272727272,"/",11244.381818181817,"/","7weeks",90,0,null,""]
[null,"TGT","TGT","ST","TGT_4_8_1409_3_50_11 kW STANDARD","4_8",1409,3,"STANDARD",null,"50_11 kW",1956,null,null,null,null,null,6170.3454545454542,9073.9818181818191,"/",9637.636363636364,"/","7weeks",55,0,null,""]
[null,"TGT","TGT","ST","TGT_4_8_1409_9_130_33 kW STANDARD","4_8",1409,9,"STANDARD",null,"130_33 kW",5838,null,null,null,null,null,11303.981818181817,14603.981818181815,"/",15240.49090909091,"/","7weeks",160,0,null,""]
[null,"TGT","TGT","ST","TGT_4_8_1409_9_80_20 kW STANDARD","4_8",1409,9,"STANDARD",null,"80_20 kW",6055,null,null,null,null,null,{"$error":"#VALUE!"},{"$error":"#VALUE!"},"/",{"$error":"#VALUE!"},"/","to be confirmed",200,0,null,"IF YOU NEED PRICE CONTACT SALES DEPARTMENT"]
[null,"TGT","TGT","ST","TGT_4_8_1609_3_110_27 kW STANDARD","4_8",1609,3,"STANDARD",null,"110_27 kW",5784,null,null,null,null,null,4969.8909090909092,7462.6181818181822,7644.4363636363641,8280.9454545454555,"/","4weeks",45,0,null,""]
[null,"TGT","TGT","ST","TGT_4_8_1609_3_80_20 kW STANDARD","4_8",1609,3,"STANDARD",null,"80_20 kW",6055,null,null,null,null,null,7285.272727272727,9959.8181818181802,"/",10596.327272727271,"/","7weeks",75,0,null,""]
[null,"TGT","TGT","ST","TGT_4_8_1609_9_110_27 kW STANDARD","4_8",1609,9,"STANDARD",null,"110_27 kW",5784,null,null,null,null,null,10885.8,13767.618181818179,"/",14404.12727272727,"/","7weeks",160,0,null,""]
[null,"TGT","TGT","ST","TGT_6_12_710_6_0,75_0,12 kW STANDARD","6_12",710,6,"STANDARD",null,"0,75_0,12 kW",1974,null,null,null,null,null,10276.654545454545,13367.563636363635,"/",14004.072727272725,"/","7weeks",132,0,null,""]
[null,"TGT","TGT","ST","TGT_6_12_710_6_1,1_0,18 kW STANDARD","6_12",710,6,"STANDARD",null,"1,1_0,18 kW",1975,null,null,null,null,null,10923.363636363636,14014.272727272726,"/",14650.781818181818,"/","7weeks",132,0,null,""]
[null,"TGT","TGT","ST","TGT_6_12_800_9_0,75_0,12 kW STANDARD","6_12",800,9,"STANDARD",null,"0,75_0,12 kW",1974,null,null,null,null,null,8858.7999999999993,11949.709090909089,"/",12586.218181818182,"/","7weeks",90,0,null,""]
[null,"TGT","TGT","ST","TGT_6_12_900_9_1,5_0,25 kW STANDARD","6_12",900,9,"STANDARD",null,"1,5_0,25 kW",1976,null,null,null,null,null,"/","/",693.14545454545453,"/","/","3weeks",0.55000000000000004,0,null,""]
[null,"TGT","TGT","ST","TGT_6_12_1000_3_2,2_0,37 kW STANDARD","6_12",1000,3,"STANDARD",null,"2,2_0,37 kW",1977,null,null,null,null,null,"/","/",886.5454545454545,"/","/","3weeks",0.55000000000000004,0,null," PTC VERSION + 134,55 & DELIVERY TIME 7 WEEKS"]
[null,"TGT","TGT","ST","TGT_6_12_1000_9_4_0,65 kW STANDARD","6_12",1000,9,"STANDARD",null,"4_0,65 kW",1979,null,null,null,null,null,"/","/",1026.3636363636363,"/","/","3weeks",1.1000000000000001,0,null," PTC VERSION + 161,82 & DELIVERY TIME 7 WEEKS"]
[null,"TGT","TGT","ST","TGT_6_12_1250_3_7,5_1,3 kW STANDARD","6_12",1250,3,"STANDARD",null,"7,5_1,3 kW",1981,null,null,null,null,null,"/","/",977.45454545454538,"/","/","3weeks",0.55000000000000004,0,null," PTC VERSION + 134,55 & DELIVERY TIME 7 WEEKS"]
[null,"TGT","TGT","ST","TGT_6_12_1250_6_11_1,8 kW STANDARD","6_12",1250,6,"STANDARD",null,"11_1,8 kW",1982,null,null,null,null,null,"/","/",805.87272727272727,"/","/","3weeks",0.55000000000000004,0,null,""]
[null,"TGT","TGT","ST","TGT_6_12_1250_9_25_4,5 kW STANDARD","6_12",1250,9,"STANDARD",null,"25_4,5 kW",1985,null,null,null,null,null,"/","/",1060.8727272727272,"/","/","to be confirmed",0.75,0,null,""]
[null,"TGT","TGT","ST","TGT_6_12_1409_9_25_4,5 kW STANDARD","6_12",1409,9,"STANDARD",null,"25_4,5 kW",1985,null,null,null,null,null,"/","/",1160.1454545454544,"/","/","to be confirmed",1.5,0,null,""]
[null,"TGT","TGT","ST","TGT_6_12_1409_12_15_2,5 kW STANDARD","6_12",1409,12,"STANDARD",null,"15_2,5 kW",1983,null,null,null,null,null,554.32727272727266,857.96363636363628,763.41818181818178,903.41818181818178,"/","to be confirmed",2.2000000000000002,0,null,""]
[null,"TGT_ATEX_II2GExdIIBT4","TGT_ATEX","II2GExdIIBT4","TGT_ATEX_II2GExdIIBT4_2_400_6_2,2 kW STANDARD",2,400,6,"STANDARD",null,"2,2 kW",6208,null,null,null,null,null,"/","/",1119.4727272727273,"/","/","3weeks",1.1000000000000001,0,null," PTC VERSION + 161,82 & DELIVERY TIME 7 WEEKS"]
[null,"TGT_ATEX_II2GExdIIBT4","TGT_ATEX","II2GExdIIBT4","TGT_ATEX_II2GExdIIBT4_2_560_6_3 kW STANDARD",2,560,6,"STANDARD",null,"3 kW",5867,null,null,null,null,null,"/","/",1167.7454545454543,"/","/","3weeks",1.5,0,null," PTC VERSION + 161,82 & DELIVERY TIME 7 WEEKS"]
[null,"TGT_ATEX_II2GExdIIBT4","TGT_ATEX","II2GExdIIBT4","TGT_ATEX_II2GExdIIBT4_4_450_6_0,37 kW STANDARD",4,450,6,"STANDARD",null,"0,37 kW",5790,null,null,null,null,null,"/","/",1260.1090909090908,"/","/","3weeks",2.2000000000000002,0,null," PTC VERSION + 161,82 & DELIVERY TIME 7 WEEKS"]
[null,"TGT_ATEX_II2GExdIIBT4","TGT_ATEX","II2GExdIIBT4","TGT_ATEX_II2GExdIIBT4_4_560_6_1,5 kW STANDARD",4,560,6,"STANDARD",null,"1,5 kW",5905,null,null,null,null,null,"/","/",1374.1272727272726,"/","/","3weeks",3,0,null," PTC VERSION + 161,82 & DELIVERY TIME 7 WEEKS"]
[null,"TGT_ATEX_II2GExdIIBT4","TGT_ATEX","II2GExdIIBT4","TGT_ATEX_II2GExdIIBT4_4_710_3_1,5 kW STANDARD",4,710,3,"STANDARD",null,"1,5 kW",5905,null,null,null,null,null,"/","/",898.56363636363631,"/","/","3weeks",0.75,0,null,""]
[null,"TGT_ATEX_II2GExdIIBT4","TGT_ATEX","II2GExdIIBT4","TGT_ATEX_II2GExdIIBT4_4_710_3_3 kW STANDARD",4,710,3,"STANDARD",null,"3 kW",6227,null,null,null,null,null,530.72727272727263,874.36363636363626,779.81818181818176,928.90909090909076,"/","3weeks",1.1000000000000001,0,null,""]
[null,"TGT_ATEX_II2GExdIIBT4","TGT_ATEX","II2GExdIIBT4","TGT_ATEX_II2GExdIIBT4_4_800_6_1,5 kW STANDARD",4,800,6,"STANDARD",null,"1,5 kW",5905,null,null,null,null,null,"/","/",1240.1454545454544,"/","/","to be confirmed",1.5,0,null,""]
[null,"TGT_ATEX_II2GExdIIBT4","TGT_ATEX","II2GExdIIBT4","TGT_ATEX_II2GExdIIBT4_4_800_9_4 kW STANDARD",4,800,9,"STANDARD",null,"4 kW",6146,null,null,null,null,null,631.78181818181815,975.41818181818178,873.59999999999991,1029.9636363636364,"/","to be confirmed",3,0,null,""]
[null,"TGT_ATEX_II2GExdIIBT4","TGT_ATEX","II2GExdIIBT4","TGT_ATEX_II2GExdIIBT4_4_900_3_4 kW STANDARD",4,900,3,"STANDARD",null,"4 kW",6146,null,null,null,null,null,"/","/",1095,"/","/","3weeks",3,0,null,""]
[null,"TGT_ATEX_II2GExdIIBT4","TGT_ATEX","II2GExdIIBT4","TGT_ATEX_II2GExdIIBT4_4_900_9_11 kW STANDARD",4,900,9,"STANDARD",null,"11 kW",5907,null,null,null,null,null,593.14545454545453,984.0545454545454,889.5090909090909,1038.5999999999999,"/","3weeks",1.5,0,null,""]
[null,"TGT_ATEX_II2GExdIIBT4","TGT_ATEX","II2GExdIIBT4","TGT_ATEX_II2GExdIIBT4_4_1000_3_4 kW STANDARD",4,1000,3,"STANDARD",null,"4 kW",6146,null,null,null,null,null,"/","/",1334.6909090909089,"/","/","to be confirmed",1.5,0,null,""]
[null,"TGT_ATEX_II2GExdIIBT4","TGT_ATEX","II2GExdIIBT4","TGT_ATEX_II2GExdIIBT4_4_1000_6_7,5 kW STANDARD",4,1000,6,"STANDARD",null,"7,5 kW",6314,null,null,null,null,null,651.9818181818182,1042.890909090909,941.07272727272721,1097.4363636363637,"/","3weeks",3,0,null,""]
[null,"TGT_ATEX_II2GExdIIBT4","TGT_ATEX","II2GExdIIBT4","TGT_ATEX_II2GExdIIBT4_4_1120_3_18,5 kW STANDARD",4,1120,3,"STANDARD",null,"18,5 kW",5852,null,null,null,null,null,700.47272727272718,1091.3818181818181,989.56363636363631,1145.9272727272726,"/","3weeks",4,0,null,""]
[null,"TGT_ATEX_II2GExdIIBT4","TGT_ATEX","II2GExdIIBT4","TGT_ATEX_II2GExdIIBT4_4_1120_3_7,5 kW STANDARD",4,1120,3,"STANDARD",null,"7,5 kW",6314,null,null,null,null,null,"/","/",1671.2909090909091,"/","/","3weeks",4,0,null," PTC VERSION + 161,82 & DELIVERY TIME 7 WEEKS"]
[null,"TGT_ATEX_II2GExdIIBT4","TGT_ATEX","II2GExdIIBT4","TGT_ATEX_II2GExdIIBT4_4_1250_3_18,5 kW STANDARD",4,1250,3,"STANDARD",null,"18,5 kW",5852,null,null,null,null,null,"/","/",1412.2,"/","/","3weeks",1.5,0,null," PTC VERSION + 161,82 & DELIVERY TIME 7 WEEKS"]
[null,"TGT_ATEX_II2GExdIIBT4","TGT_ATEX","II2GExdIIBT4","TGT_ATEX_II2GExdIIBT4_4_1250_6_18,5 kW STANDARD",4,1250,6,"STANDARD",null,"18,5 kW",5852,null,null,null,null,null,674.32727272727266,1097.9636363636362,1003.4181818181818,1152.5090909090909,"/","to be confirmed",2.2000000000000002,0,null,""]
[null,"TGT_ATEX_II2GExdIIBT4","TGT_ATEX","II2GExdIIBT4","TGT_ATEX_II2GExdIIBT4_4_1250_9_30 kW STANDARD",4,1250,9,"STANDARD",null,"30 kW",6067,null,null,null,null,null,711.78181818181815,1135.4181818181817,1033.5999999999999,1189.9636363636364,"/","to be confirmed",3,0,null,""]
[null,"TGT_ATEX_II2GExdIIBT4","TGT_ATEX","II2GExdIIBT4","TGT_ATEX_II2GExdIIBT4_6_630_6_0,55 kW STANDARD",6,630,6,"STANDARD",null,"0,55 kW",6194,null,null,null,null,null,"/","/",1736.7454545454545,"/","/","3weeks",4,0,null," PTC VERSION + 161,82 & DELIVERY TIME 7 WEEKS"]
[null,"TGT_ATEX_II2GExdIIBT4","TGT_ATEX","II2GExdIIBT4","TGT_ATEX_II2GExdIIBT4_6_710_6_0,75 kW STANDARD",6,710,6,"STANDARD",null,"0,75 kW",6313,null,null,null,null,null,829.30909090909086,1252.9454545454544,1143.8545454545454,1307.4909090909091,"/","to be confirmed",5.5,0,null,""]
[null,"TGT_ATEX_II2GExdIIBT4","TGT_ATEX","II2GExdIIBT4","TGT_ATEX_II2GExdIIBT4_6_800_6_2,2 kW STANDARD",6,800,6,"STANDARD",null,"2,2 kW",6303,null,null,null,null,null,"/","/",1506.7454545454545,"/","/","3weeks",1.5,0,null," PTC VERSION + 161,82 & DELIVERY TIME 7 WEEKS"]
[null,"TGT_ATEX_II2GExdIIBT4","TGT_ATEX","II2GExdIIBT4","TGT_ATEX_II2GExdIIBT4_6_900_6_1,5 kW STANDARD",6,900,6,"STANDARD",null,"1,5 kW",5920,null,null,null,null,null,"/","/",1529.1999999999998,"/","/","3weeks",2.2000000000000002,0,null," PTC VERSION + 161,82 & DELIVERY TIME 7 WEEKS"]
[null,"TGT_ATEX_II2GExdIIBT4","TGT_ATEX","II2GExdIIBT4","TGT_ATEX_II2GExdIIBT4_6_1000_3_1,5 kW STANDARD",6,1000,3,"STANDARD",null,"1,5 kW",5920,null,null,null,null,null,759.0545454545454,1229.9636363636364,1128.1454545454544,1284.5090909090909,"/","to be confirmed",3,0,null,""]
[null,"TGT_ATEX_II2GExdIIBT4","TGT_ATEX","II2GExdIIBT4","TGT_ATEX_II2GExdIIBT4_6_1000_6_4 kW STANDARD",6,1000,6,"STANDARD",null,"4 kW",6183,null,null,null,null,null,780.47272727272718,1251.3818181818181,1149.5636363636363,1305.9272727272726,"/","3weeks",4,0,null,""]
[null,"TGT_ATEX_II2GExdIIBT4","TGT_ATEX","II2GExdIIBT4","TGT_ATEX_II2GExdIIBT4_6_1120_3_1,5 kW STANDARD",6,1120,3,"STANDARD",null,"1,5 kW",5920,null,null,null,null,null,837.89090909090908,1308.8,1199.7090909090909,1363.3454545454545,"/","3weeks",5.5,0,null,""]
[null,"TGT_ATEX_II2GExdIIBT4","TGT_ATEX","II2GExdIIBT4","TGT_ATEX_II2GExdIIBT4_6_1250_3_4 kW STANDARD",6,1250,3,"STANDARD",null,"4 kW",6183,null,null,null,null,null,"/","/",2385.5090909090904,"/","/","3weeks",7.5,0,null," PTC VERSION + 187,27 & DELIVERY TIME 7 WEEKS"]
[null,"TGT_ATEX_II2GExdIIBT4","TGT_ATEX","II2GExdIIBT4","TGT_ATEX_II2GExdIIBT4_6_1250_9_11 kW STANDARD",6,1250,9,"STANDARD",null,"11 kW",5917,null,null,null,null,null,"/","/",1435.5454545454543,"/","/","3weeks",2.2000000000000002,0,null,""]
[null,"TGT_ATEX_II2GExdIIBT5","TGT_ATEX","II2GExdIIBT5","TGT_ATEX_II2GExdIIBT5_2_450_6_2,2 kW STANDARD",2,450,6,"STANDARD",null,"2,2 kW",5818,null,null,null,null,null,"/","/",1944.0181818181818,"/","/","3weeks",4,0,null," PTC VERSION + 161,82 & DELIVERY TIME 7 WEEKS"]
[null,"TGT_ATEX_II2GExdIIBT5","TGT_ATEX","II2GExdIIBT5","TGT_ATEX_II2GExdIIBT5_2_500_6_4 kW STANDARD",2,500,6,"STANDARD",null,"4 kW",6262,null,null,null,null,null,894.25454545454545,1421.5272727272727,1312.4363636363637,1476.0727272727272,"/","3weeks",5.5,0,null,""]
[null,"TGT_ATEX_II2GExdIIBT5","TGT_ATEX","II2GExdIIBT5","TGT_ATEX_II2GExdIIBT5_2_560_6_9,2 kW STANDARD",2,560,6,"STANDARD",null,"9,2 kW",6086,null,null,null,null,null,"/","/",1872.5454545454545,"/","/","3weeks",5.5,0,null,""]
[null,"TGT_ATEX_II2GExdIIBT5","TGT_ATEX","II2GExdIIBT5","TGT_ATEX_II2GExdIIBT5_4_560_6_0,55 kW STANDARD",4,560,6,"STANDARD",null,"0,55 kW",5787,null,null,null,null,null,"/","/",2187.7818181818179,"/","/","to be confirmed",7.5,0,null,""]
[null,"TGT_ATEX_II2GExdIIBT5","TGT_ATEX","II2GExdIIBT5","TGT_ATEX_II2GExdIIBT5_4_630_6_3 kW STANDARD",4,630,6,"STANDARD",null,"3 kW",6101,null,null,null,null,null,906.32727272727266,1524.5090909090909,1422.6909090909089,1588.1454545454544,"/","to be confirmed",3,0,null,""]
[null,"TGT_ATEX_II2GExdIIBT5","TGT_ATEX","II2GExdIIBT5","TGT_ATEX_II2GExdIIBT5_4_710_6_1,1 kW STANDARD",4,710,6,"STANDARD",null,"1,1 kW",6107,null,null,null,null,null,"/","/",1960.2909090909091,"/","/","to be confirmed",3,0,null,""]
[null,"TGT_ATEX_II2GExdIIBT5","TGT_ATEX","II2GExdIIBT5","TGT_ATEX_II2GExdIIBT5_4_800_3_3 kW STANDARD",4,800,3,"STANDARD",null,"3 kW",6101,null,null,null,null,null,1023.8545454545454,1642.0363636363636,1532.9454545454544,1705.6727272727271,"/","to be confirmed",5.5,0,null,""]
[null,"TGT_ATEX_II2GExdIIBT5","TGT_ATEX","II2GExdIIBT5","TGT_ATEX_II2GExdIIBT5_4_800_6_7,5 kW STANDARD",4,800,6,"STANDARD",null,"7,5 kW",6211,null,null,null,null,null,1093.2181818181816,1711.3999999999999,1602.3090909090909,1775.0363636363634,"/","4weeks",7.5,0,null,""]
[null,"TGT_ATEX_II2GExdIIBT5","TGT_ATEX","II2GExdIIBT5","TGT_ATEX_II2GExdIIBT5_4_900_6_11 kW STANDARD",4,900,6,"STANDARD",null,"11 kW",6155,null,null,null,null,null,"/","/",2713.5272727272727,"/","/","3weeks",11,0,null,""]
[null,"TGT_ATEX_II2GExdIIBT5","TGT_ATEX","II2GExdIIBT5","TGT_ATEX_II2GExdIIBT5_4_900_6_5,5 kW STANDARD",4,900,6,"STANDARD",null,"5,5 kW",5883,null,null,null,null,null,1619.7090909090907,2285.1636363636362,2106.9818181818177,2348.7999999999997,"/","4weeks",15,0,null,""]
[null,"TGT_ATEX_II2GExdIIBT5","TGT_ATEX","II2GExdIIBT5","TGT_ATEX_II2GExdIIBT5_4_1000_6_15 kW STANDARD",4,1000,6,"STANDARD",null,"15 kW",6185,null,null,null,null,null,"/","/",2142.6545454545453,"/","/","to be confirmed",4,0,null,""]
[null,"TGT_ATEX_II2GExdIIBT5","TGT_ATEX","II2GExdIIBT5","TGT_ATEX_II2GExdIIBT5_4_1000_6_18,5 kW STANDARD",4,1000,6,"STANDARD",null,"18,5 kW",6054,null,null,null,null,null,1032.4363636363637,1697.890909090909,1588.8,1761.5272727272727,"/","3weeks",5.5,0,null,""]
[null,"TGT_ATEX_II2GExdIIBT5","TGT_ATEX","II2GExdIIBT5","TGT_ATEX_II2GExdIIBT5_4_1120_3_11 kW STANDARD",4,1120,3,"STANDARD",null,"11 kW",6155,null,null,null,null,null,"/","/",2774.6,"/","/","3weeks",7.5,0,null," PTC VERSION + 187,27 & DELIVERY TIME 7 WEEKS"]
[null,"TGT_ATEX_II2GExdIIBT5","TGT_ATEX","II2GExdIIBT5","TGT_ATEX_II2GExdIIBT5_4_1120_9_18,5 kW STANDARD",4,1120,9,"STANDARD",null,"18,5 kW",6054,null,null,null,null,null,1674.2545454545452,2394.2545454545452,2216.0727272727268,2457.8909090909087,"/","4weeks",15,0,null,""]
[null,"TGT_ATEX_II2GExdIIBT5","TGT_ATEX","II2GExdIIBT5","TGT_ATEX_II2GExdIIBT5_4_1120_9_22 kW STANDARD",4,1120,9,"STANDARD",null,"22 kW",6221,null,null,null,null,null,1597.3636363636363,2317.363636363636,2139.181818181818,2380.9999999999995,"/","3weeks",15,0,null,""]
[null,"TGT_ATEX_II2GExdIIBT5","TGT_ATEX","II2GExdIIBT5","TGT_ATEX_II2GExdIIBT5_4_1250_6_18,5 kW STANDARD",4,1250,6,"STANDARD",null,"18,5 kW",6054,null,null,null,null,null,"/","/",2609.909090909091,"/","/","3weeks",5.5,0,null," PTC VERSION + 187,27 & DELIVERY TIME 7 WEEKS"]
[null,"TGT_ATEX_II2GExdIIBT5","TGT_ATEX","II2GExdIIBT5","TGT_ATEX_II2GExdIIBT5_4_1250_12_22 kW STANDARD",4,1250,12,"STANDARD",null,"22 kW",6221,null,null,null,null,null,1154.5454545454545,1805.4545454545453,1710.9090909090908,1869.090909090909,"/","to be confirmed",1.5,0.25,null,""]
[null,"TGT_ATEX_II2GExdIIBT5","TGT_ATEX","II2GExdIIBT5","TGT_ATEX_II2GExdIIBT5_6_710_3_0,75 kW STANDARD",6,710,3,"STANDARD",null,"0,75 kW",6275,null,null,null,null,null,1723.6363636363635,2423.6363636363635,2314.5454545454545,2487.272727272727,"/","to be confirmed",5.5,1,null,""]
[null,"TGT_ATEX_II2GExdIIBT5","TGT_ATEX","II2GExdIIBT5","TGT_ATEX_II2GExdIIBT5_6_800_3_1,5 kW STANDARD",6,800,3,"STANDARD",null,"1,5 kW",5947,null,null,null,null,null,1769.090909090909,2514.5454545454545,2405.454545454545,2578.181818181818,"/","to be confirmed",5.5,1,null,""]
[null,"TGT_ATEX_II2GExdIIBT5","TGT_ATEX","II2GExdIIBT5","TGT_ATEX_II2GExdIIBT5_6_800_9_2,2 kW STANDARD",6,800,9,"STANDARD",null,"2,2 kW",6138,null,null,null,null,null,2625.454545454545,3518.181818181818,3339.9999999999995,3590.9090909090905,"/","to be confirmed",11,1.8,null,""]
[null,"TGT_ATEX_II2GExdIIBT5","TGT_ATEX","II2GExdIIBT5","TGT_ATEX_II2GExdIIBT5_6_800_9_3 kW STANDARD",6,800,9,"STANDARD",null,"3 kW",5828,null,null,null,null,null,3149.090909090909,4041.8181818181815,3863.6363636363635,4114.545454545454,"/","to be confirmed",15,2.5,null,""]
[null,"TGT_ATEX_II2GExdIIBT5","TGT_ATEX","II2GExdIIBT5","TGT_ATEX_II2GExdIIBT5_6_1000_3_3 kW STANDARD",6,1000,3,"STANDARD",null,"3 kW",5828,null,null,null,null,null,2610.9090909090905,3579.9999999999995,3470.9090909090905,3652.7272727272725,"/","to be confirmed",7.5,1.3,null,""]
[null,"TGT_ATEX_II2GExdIIBT5","TGT_ATEX","II2GExdIIBT5","TGT_ATEX_II2GExdIIBT5_6_1000_9_7,5 kW STANDARD",6,1000,9,"STANDARD",null,"7,5 kW",5879,null,null,null,null,null,4981.8181818181811,7703.6363636363631,7885.454545454545,8449.1090909090908,"/","to be confirmed",15,2.5,null,""]
[null,"TGT_ATEX_II2GExdIIBT5","TGT_ATEX","II2GExdIIBT5","TGT_ATEX_II2GExdIIBT5_6_1120_3_5,5 kW STANDARD",6,1120,3,"STANDARD",null,"5,5 kW",6257,null,null,null,null,null,5649.090909090909,8141.8181818181811,8323.6363636363621,8960.1454545454544,"/","to be confirmed",18.5,3,null,""]
[null,"TGT_ATEX_II2GExdIIBT5","TGT_ATEX","II2GExdIIBT5","TGT_ATEX_II2GExdIIBT5_6_1250_6_15 kW STANDARD",6,1250,6,"STANDARD",null,"15 kW",5960,null,null,null,null,null,578.18181818181813,921.81818181818176,827.27272727272725,976.36363636363626,"/","to be confirmed",0.4,0.08,null,""]
[null,"TGT_ATEX_II2GExdIIBT5","TGT_ATEX","II2GExdIIBT5","TGT_ATEX_II2GExdIIBT5_6_1250_9_7,5 kW STANDARD",6,1250,9,"STANDARD",null,"7,5 kW",5879,null,null,null,null,null,845.45454545454538,1316.3636363636363,1221.8181818181818,1370.9090909090908,"/","to be confirmed",1.1000000000000001,0.18,null,""]
[null,"TGT_ATEX_II2GExdIICT4","TGT_ATEX","II2GExdIICT4","TGT_ATEX_II2GExdIICT4_2_450_6_2,2 kW STANDARD",2,450,6,"STANDARD",null,"2,2 kW",6080,null,null,null,null,null,1030.9090909090908,1558.181818181818,1463.6363636363635,1612.7272727272725,"/","to be confirmed",1.5,0.25,null,""]
[null,"TGT_ATEX_II2GExdIICT4","TGT_ATEX","II2GExdIICT4","TGT_ATEX_II2GExdIICT4_2_560_6_7,5 kW STANDARD",2,560,6,"STANDARD",null,"7,5 kW",5974,null,null,null,null,null,1223.6363636363635,1943.6363636363635,1849.090909090909,2007.272727272727,"/","to be confirmed",1.5,0.25,null,""]
[null,"TGT_ATEX_II2GExdIICT4","TGT_ATEX","II2GExdIICT4","TGT_ATEX_II2GExdIICT4_4_500_6_1,1 kW STANDARD",4,500,6,"STANDARD",null,"1,1 kW",5963,null,null,null,null,null,"/","/",1815.1272727272724,"/","/","5weeks",1.5,0,null,""]
[null,"TGT_ATEX_II2GExdIICT4","TGT_ATEX","II2GExdIICT4","TGT_ATEX_II2GExdIICT4_4_560_6_1,5 kW STANDARD",4,560,6,"STANDARD",null,"1,5 kW",5888,null,null,null,null,null,"/","/",2171.3090909090906,"/","/","5weeks",2.2000000000000002,0,null," PTC VERSION + 161,82 & DELIVERY TIME 7 WEEKS"]
[null,"TGT_ATEX_II2GExdIICT4","TGT_ATEX","II2GExdIICT4","TGT_ATEX_II2GExdIICT4_4_710_3_3 kW STANDARD",4,710,3,"STANDARD",null,"3 kW",6203,null,null,null,null,null,"/","/",2298.8909090909087,"/","/","5weeks",3,0,null,""]
[null,"TGT_ATEX_II2GExdIICT4","TGT_ATEX","II2GExdIICT4","TGT_ATEX_II2GExdIICT4_4_710_6_4 kW STANDARD",4,710,6,"STANDARD",null,"4 kW",5785,null,null,null,null,null,"/","/",2579.909090909091,"/","/","5weeks",4,0,null," PTC VERSION + 187,27 & DELIVERY TIME 7 WEEKS"]
[null,"TGT_ATEX_II2GExdIICT4","TGT_ATEX","II2GExdIICT4","TGT_ATEX_II2GExdIICT4_4_800_6_2,2 kW STANDARD",4,800,6,"STANDARD",null,"2,2 kW",6153,null,null,null,null,null,"/","/",2031.4909090909089,"/","/","5weeks",1.5,0,null," PTC VERSION + 161,82 & DELIVERY TIME 7 WEEKS"]
[null,"TGT_ATEX_II2GExdIICT4","TGT_ATEX","II2GExdIICT4","TGT_ATEX_II2GExdIICT4_4_900_3_2,2 kW STANDARD",4,900,3,"STANDARD",null,"2,2 kW",6153,null,null,null,null,null,1069.7272727272727,1769.7272727272725,1667.9090909090908,1833.3636363636363,"/","4weeks",3,0,null,""]
[null,"TGT_ATEX_II2GExdIICT4","TGT_ATEX","II2GExdIICT4","TGT_ATEX_II2GExdIICT4_4_900_3_7,5 kW STANDARD",4,900,3,"STANDARD",null,"7,5 kW",5862,null,null,null,null,null,"/","/",2501.6727272727271,"/","/","5weeks",3,0,null," PTC VERSION + 187,27 & DELIVERY TIME 7 WEEKS"]
[null,"TGT_ATEX_II2GExdIICT4","TGT_ATEX","II2GExdIICT4","TGT_ATEX_II2GExdIICT4_4_900_9_5,5 kW STANDARD",4,900,9,"STANDARD",null,"5,5 kW",5938,null,null,null,null,null,"/","/",2496.6363636363635,"/","/","5weeks",4,0,null,""]
[null,"TGT_ATEX_II2GExdIICT4","TGT_ATEX","II2GExdIICT4","TGT_ATEX_II2GExdIICT4_4_1000_3_5,5 kW STANDARD",4,1000,3,"STANDARD",null,"5,5 kW",5938,null,null,null,null,null,"/","/",2900.272727272727,"/","/","5weeks",5.5,0,null," PTC VERSION + 187,27 & DELIVERY TIME 7 WEEKS"]
[null,"TGT_ATEX_II2GExdIICT4","TGT_ATEX","II2GExdIICT4","TGT_ATEX_II2GExdIICT4_4_1000_9_11 kW STANDARD",4,1000,9,"STANDARD",null,"11 kW",6105,null,null,null,null,null,"/","/",2248.8909090909087,"/","/","5weeks",2.2000000000000002,0,null," PTC VERSION + 161,82 & DELIVERY TIME 7 WEEKS"]
[null,"TGT_ATEX_II2GExdIICT4","TGT_ATEX","II2GExdIICT4","TGT_ATEX_II2GExdIICT4_4_1120_3_4 kW STANDARD",4,1120,3,"STANDARD",null,"4 kW",5785,null,null,null,null,null,"/","/",2592.5818181818181,"/","/","5weeks",3,0,null," PTC VERSION + 187,27 & DELIVERY TIME 7 WEEKS"]
[null,"TGT_ATEX_II2GExdIICT4","TGT_ATEX","II2GExdIICT4","TGT_ATEX_II2GExdIICT4_4_1120_6_22 kW STANDARD",4,1120,6,"STANDARD",null,"22 kW",5935,null,null,null,null,null,"/","/",2769,"/","/","5weeks",4,0,null," PTC VERSION + 187,27 & DELIVERY TIME 7 WEEKS"]
[null,"TGT_ATEX_II2GExdIICT4","TGT_ATEX","II2GExdIICT4","TGT_ATEX_II2GExdIICT4_4_1250_3_22 kW STANDARD",4,1250,3,"STANDARD",null,"22 kW",5935,null,null,null,null,null,"/","/",2686.4363636363632,"/","/","5weeks",5.5,0,null,""]
[null,"TGT_ATEX_II2GExdIICT4","TGT_ATEX","II2GExdIICT4","TGT_ATEX_II2GExdIICT4_4_1250_6_45 kW STANDARD",4,1250,6,"STANDARD",null,"45 kW",5866,null,null,null,null,null,1105.090909090909,1919.6363636363635,1825.0909090909088,1992.363636363636,"/","to be confirmed",1.5,0,null,""]
[null,"TGT_ATEX_II2GExdIICT4","TGT_ATEX","II2GExdIICT4","TGT_ATEX_II2GExdIICT4_4_1250_9_22 kW STANDARD",4,1250,9,"STANDARD",null,"22 kW",5935,null,null,null,null,null,"/","/",2260.5818181818181,"/","/","5weeks",1.5,0,null," PTC VERSION + 161,82 & DELIVERY TIME 7 WEEKS"]
[null,"TGT_ATEX_II2GExdIICT4","TGT_ATEX","II2GExdIICT4","TGT_ATEX_II2GExdIICT4_6_630_6_0,75 kW STANDARD",6,630,6,"STANDARD",null,"0,75 kW",5975,null,null,null,null,null,1184.2727272727273,1998.8181818181815,1896.9999999999998,2071.545454545454,"/","4weeks",3,0,null,""]
[null,"TGT_ATEX_II2GExdIICT4","TGT_ATEX","II2GExdIICT4","TGT_ATEX_II2GExdIICT4_6_710_6_1,1 kW STANDARD",6,710,6,"STANDARD",null,"1,1 kW",6301,null,null,null,null,null,"/","/",2626.1636363636358,"/","/","5weeks",3,0,null,""]
[null,"TGT_ATEX_II2GExdIICT4","TGT_ATEX","II2GExdIICT4","TGT_ATEX_II2GExdIICT4_6_800_9_0,75 kW STANDARD",6,800,9,"STANDARD",null,"0,75 kW",5975,null,null,null,null,null,"/","/",2668.3999999999996,"/","/","to be confirmed",4,0,null,""]
[null,"TGT_ATEX_II2GExdIICT4","TGT_ATEX","II2GExdIICT4","TGT_ATEX_II2GExdIICT4_6_900_6_3 kW STANDARD",6,900,6,"STANDARD",null,"3 kW",6047,null,null,null,null,null,1275.3636363636363,2140.8181818181815,2039,2213.5454545454545,"/","to be confirmed",3,0,null,""]
[null,"TGT_ATEX_II2GExdIICT4","TGT_ATEX","II2GExdIICT4","TGT_ATEX_II2GExdIICT4_6_1000_3_3 kW STANDARD",6,1000,3,"STANDARD",null,"3 kW",6047,null,null,null,null,null,1725.7090909090907,2591.1636363636358,2482.0727272727268,2663.8909090909087,"/","4weeks",7.5,0,null,""]
[null,"TGT_ATEX_II2GExdIICT4","TGT_ATEX","II2GExdIICT4","TGT_ATEX_II2GExdIICT4_6_1000_9_3 kW STANDARD",6,1000,9,"STANDARD",null,"3 kW",6047,null,null,null,null,null,"/","/",3388.0727272727272,"/","/","to be confirmed",11,0,null,""]
[null,"TGT_ATEX_II2GExdIICT4","TGT_ATEX","II2GExdIICT4","TGT_ATEX_II2GExdIICT4_6_1120_3_5,5 kW STANDARD",6,1120,3,"STANDARD",null,"5,5 kW",5922,null,null,null,null,null,1211.5454545454545,2053.363636363636,1951.5454545454543,2126.0909090909086,"/","4weeks",3,0,null,""]
[null,"TGT_ATEX_II2GExdIICT4","TGT_ATEX","II2GExdIICT4","TGT_ATEX_II2GExdIICT4_6_1250_3_4 kW STANDARD",6,1250,3,"STANDARD",null,"4 kW",5861,null,null,null,null,null,"/","/",2785.3090909090906,"/","/","5weeks",3,0,null," PTC VERSION + 187,27 & DELIVERY TIME 7 WEEKS"]
[null,"TGT_ATEX_II2GExdIICT4","TGT_ATEX","II2GExdIICT4","TGT_ATEX_II2GExdIICT4_6_1250_9_18,5 kW STANDARD",6,1250,9,"STANDARD",null,"18,5 kW",6053,null,null,null,null,null,1439.6363636363635,2281.454545454545,2172.363636363636,2354.181818181818,"/","4weeks",5.5,0,null,""]
[null,"TGT_ATEX_II2GExeIIT3","TGT_ATEX","II2GExeIIT3","TGT_ATEX_II2GExeIIT3_2_400_6_1,5 kW STANDARD",2,400,6,"STANDARD",null,"1,5 kW",5842,null,null,null,null,null,"/","/",2933.7090909090907,"/","/","to be confirmed",5.5,0,null,""]
[null,"TGT_ATEX_II2GExeIIT3","TGT_ATEX","II2GExeIIT3","TGT_ATEX_II2GExeIIT3_2_560_6_7,5 kW STANDARD",2,560,6,"STANDARD",null,"7,5 kW",5826,null,null,null,null,null,1999.7818181818182,2892.5090909090909,2714.3272727272729,2965.2363636363634,"/","4weeks",11,0,null,""]
[null,"TGT_ATEX_II2GExeIIT3","TGT_ATEX","II2GExeIIT3","TGT_ATEX_II2GExeIIT3_4_560_6_1,5 kW STANDARD",4,560,6,"STANDARD",null,"1,5 kW",6117,null,null,null,null,null,"/","/",4889.2545454545452,"/","/","to be confirmed",15,0,null," PTC VERSION + 187,27 & DELIVERY TIME 7 WEEKS"]
[null,"TGT_ATEX_II2GExeIIT3","TGT_ATEX","II2GExeIIT3","TGT_ATEX_II2GExeIIT3_4_630_6_2,2 kW STANDARD",4,630,6,"STANDARD",null,"2,2 kW",6082,null,null,null,null,null,1336.8545454545454,2229.5818181818181,2127.7636363636361,2302.3090909090906,"/","4weeks",4,0,null,""]
[null,"TGT_ATEX_II2GExeIIT3","TGT_ATEX","II2GExeIIT3","TGT_ATEX_II2GExeIIT3_4_710_6_1,5 kW STANDARD",4,710,6,"STANDARD",null,"1,5 kW",6117,null,null,null,null,null,"/","/",3285.7272727272725,"/","/","5weeks",5.5,0,null," PTC VERSION + 187,27 & DELIVERY TIME 7 WEEKS"]
[null,"TGT_ATEX_II2GExeIIT3","TGT_ATEX","II2GExeIIT3","TGT_ATEX_II2GExeIIT3_4_800_6_3 kW STANDARD",4,800,6,"STANDARD",null,"3 kW",6192,null,null,null,null,null,"/","/",4372.1454545454544,"/","/","to be confirmed",11,0,null," PTC VERSION + 187,27 & DELIVERY TIME 7 WEEKS"]
[null,"TGT_ATEX_II2GExeIIT3","TGT_ATEX","II2GExeIIT3","TGT_ATEX_II2GExeIIT3_4_800_6_4 kW STANDARD",4,800,6,"STANDARD",null,"4 kW",6173,null,null,null,null,null,"/","/",4057.3818181818178,"/","/","to be confirmed",11,0,null," PTC VERSION + 187,27 & DELIVERY TIME 7 WEEKS"]
[null,"TGT_ATEX_II2GExeIIT3","TGT_ATEX","II2GExeIIT3","TGT_ATEX_II2GExeIIT3_4_900_3_3 kW STANDARD",4,900,3,"STANDARD",null,"3 kW",6192,null,null,null,null,null,"/","/",{"$error":"#VALUE!"},"/","/",{"$error":"#N/A"},15,0,null,"IF YOU NEED PRICE CONTACT SALES DEPARTMENT"]
[null,"TGT_ATEX_II2GExeIIT3","TGT_ATEX","II2GExeIIT3","TGT_ATEX_II2GExeIIT3_4_900_9_7,5 kW STANDARD",4,900,9,"STANDARD",null,"7,5 kW",6188,null,null,null,null,null,"/","/",6087.8363636363629,"/","/","to be confirmed",22,0,null," PTC VERSION + 187,27 & DELIVERY TIME 7 WEEKS"]
[null,"TGT_ATEX_II2GExeIIT3","TGT_ATEX","II2GExeIIT3","TGT_ATEX_II2GExeIIT3_4_1000_3_11 kW STANDARD",4,1000,3,"STANDARD",null,"11 kW",5914,null,null,null,null,null,"/","/",6087.8363636363629,"/","/","to be confirmed",22,0,null," PTC VERSION + 187,27 & DELIVERY TIME 7 WEEKS"]
[null,"TGT_ATEX_II2GExeIIT3","TGT_ATEX","II2GExeIIT3","TGT_ATEX_II2GExeIIT3_4_1000_6_4 kW STANDARD",4,1000,6,"STANDARD",null,"4 kW",6173,null,null,null,null,null,"/","/",3188.2545454545452,"/","/","to be confirmed",5.5,0,null,""]
[null,"TGT_ATEX_II2GExeIIT3","TGT_ATEX","II2GExeIIT3","TGT_ATEX_II2GExeIIT3_4_1120_3_4 kW STANDARD",4,1120,3,"STANDARD",null,"4 kW",6173,null,null,null,null,null,5621.6363636363631,8552.545454545454,8734.3636363636342,9298.0181818181809,"/","7weeks",30,0,null,""]
[null,"TGT_ATEX_II2GExeIIT3","TGT_ATEX","II2GExeIIT3","TGT_ATEX_II2GExeIIT3_4_1120_6_11 kW STANDARD",4,1120,6,"STANDARD",null,"11 kW",5914,null,null,null,null,null,6148.4181818181814,9261.1454545454544,"/",9824.7999999999993,"/","7weeks",37,0,null,""]
[null,"TGT_ATEX_II2GExeIIT3","TGT_ATEX","II2GExeIIT3","TGT_ATEX_II2GExeIIT3_4_1250_3_30 kW STANDARD",4,1250,3,"STANDARD",null,"30 kW",6015,null,null,null,null,null,3664.8909090909087,6177.6181818181813,6359.4363636363632,6923.0909090909081,"/","4weeks",11,0,null,""]
[null,"TGT_ATEX_II2GExeIIT3","TGT_ATEX","II2GExeIIT3","TGT_ATEX_II2GExeIIT3_4_1250_9_15 kW STANDARD",4,1250,9,"STANDARD",null,"15 kW",6077,null,null,null,null,null,5203.454545454545,7716.1818181818171,7897.9999999999991,8461.6545454545449,"/","7weeks",30,0,null,""]
[null,"TGT_ATEX_II2GExeIIT3","TGT_ATEX","II2GExeIIT3","TGT_ATEX_II2GExeIIT3_4_1250_9_22 kW STANDARD",4,1250,9,"STANDARD",null,"22 kW",6260,null,null,null,null,null,5730.2363636363634,8424.7818181818184,"/",8988.4363636363632,"/","7weeks",37,0,null,""]
[null,"TGT_ATEX_II2GExeIIT3","TGT_ATEX","II2GExeIIT3","TGT_ATEX_II2GExeIIT3_6_710_3_0,55 kW STANDARD",6,710,3,"STANDARD",null,"0,55 kW",6048,null,null,null,null,null,7577.1090909090899,10480.745454545453,"/",11044.4,"/","7weeks",45,0,null,""]
[null,"TGT_ATEX_II2GExeIIT3","TGT_ATEX","II2GExeIIT3","TGT_ATEX_II2GExeIIT3_6_800_6_1,1 kW STANDARD",6,800,6,"STANDARD",null,"1,1 kW",5811,null,null,null,null,null,8394.0909090909081,11694.090909090908,"/",12330.599999999999,"/","7weeks",45,0,null,""]
[null,"TGT_ATEX_II2GExeIIT3","TGT_ATEX","II2GExeIIT3","TGT_ATEX_II2GExeIIT3_6_800_6_1,5 kW STANDARD",6,800,6,"STANDARD",null,"1,5 kW",6057,null,null,null,null,null,8448.4181818181805,11748.418181818181,"/",12384.927272727271,"/","7weeks",55,0,null,""]
[null,"TGT_ATEX_II2GExeIIT3","TGT_ATEX","II2GExeIIT3","TGT_ATEX_II2GExeIIT3_6_1000_3_1,5 kW STANDARD",6,1000,3,"STANDARD",null,"1,5 kW",6057,null,null,null,null,null,5409.2545454545452,7901.9818181818182,8083.7999999999993,8720.3090909090897,"/","7weeks",30,0,null,""]
[null,"TGT_ATEX_II2GExeIIT3","TGT_ATEX","II2GExeIIT3","TGT_ATEX_II2GExeIIT3_6_1000_9_2,2 kW STANDARD",6,1000,9,"STANDARD",null,"2,2 kW",6161,null,null,null,null,null,5390.7272727272721,8090.7272727272712,8272.545454545454,8909.0545454545445,"/","7weeks",30,0,null,""]
[null,"TGT_ATEX_II2GExeIIT3","TGT_ATEX","II2GExeIIT3","TGT_ATEX_II2GExeIIT3_6_1120_3_1,5 kW STANDARD",6,1120,3,"STANDARD",null,"1,5 kW",6057,null,null,null,null,null,7605.1454545454535,10486.963636363635,"/",11123.472727272727,"/","7weeks",55,0,null,""]
[null,"TGT_ATEX_II2GExeIIT3","TGT_ATEX","II2GExeIIT3","TGT_ATEX_II2GExeIIT3_6_1250_3_4 kW STANDARD",6,1250,3,"STANDARD",null,"4 kW",5909,null,null,null,null,null,5875.9454545454537,8966.8545454545456,"/",9603.363636363636,"/","7weeks",37,0,null,""]
[null,"TGT_ATEX_II2GExeIIT3","TGT_ATEX","II2GExeIIT3","TGT_ATEX_II2GExeIIT3_6_1250_6_11 kW STANDARD",6,1250,6,"STANDARD",null,"11 kW",5886,null,null,null,null,null,8184.9999999999991,11275.90909090909,"/",11912.418181818181,"/","7weeks",45,0,null,""]
[null,"TGT_ATEX_II3DExtcIIICT125","TGT_ATEX","II3DExtcIIICT125","TGT_ATEX_II3DExtcIIICT125_2_400_6_1,1 kW STANDARD",2,400,6,"STANDARD",null,"1,1 kW",5968,null,null,null,null,null,"/","/",1008.2545454545453,"/","/","5weeks",0.55000000000000004,0,null," PTC VERSION + 134,55 & DELIVERY TIME 7 WEEKS"]
[null,"TGT_ATEX_II3DExtcIIICT125","TGT_ATEX","II3DExtcIIICT125","TGT_ATEX_II3DExtcIIICT125_2_500_6_4 kW STANDARD",2,500,6,"STANDARD",null,"4 kW",6147,null,null,null,null,null,"/","/",924.10909090909081,"/","/","5weeks",0.55000000000000004,0,null,""]
[null,"TGT_ATEX_II3DExtcIIICT125","TGT_ATEX","II3DExtcIIICT125","TGT_ATEX_II3DExtcIIICT125_2_630_6_5,5 kW STANDARD",2,630,6,"STANDARD",null,"5,5 kW",6073,null,null,null,null,null,"/","/",1141.9454545454544,"/","/","5weeks",0.75,0,null," PTC VERSION + 161,82 & DELIVERY TIME 7 WEEKS"]
[null,"TGT_ATEX_II3DExtcIIICT125","TGT_ATEX","II3DExtcIIICT125","TGT_ATEX_II3DExtcIIICT125_4_560_6_1,5 kW STANDARD",4,560,6,"STANDARD",null,"1,5 kW",5894,null,null,null,null,null,"/","/",1088.2545454545452,"/","/","5weeks",0.55000000000000004,0,null," PTC VERSION + 134,55 & DELIVERY TIME 7 WEEKS"]
[null,"TGT_ATEX_II3DExtcIIICT125","TGT_ATEX","II3DExtcIIICT125","TGT_ATEX_II3DExtcIIICT125_4_710_3_1,1 kW STANDARD",4,710,3,"STANDARD",null,"1,1 kW",5839,null,null,null,null,null,"/","/",1156.4909090909089,"/","/","5weeks",0.75,0,null," PTC VERSION + 161,82 & DELIVERY TIME 7 WEEKS"]
[null,"TGT_ATEX_II3DExtcIIICT125","TGT_ATEX","II3DExtcIIICT125","TGT_ATEX_II3DExtcIIICT125_4_710_6_1,5 kW STANDARD",4,710,6,"STANDARD",null,"1,5 kW",5894,null,null,null,null,null,"/","/",1182.7999999999997,"/","/","5weeks",0.55000000000000004,0,null," PTC VERSION + 134,55 & DELIVERY TIME 7 WEEKS"]
[null,"TGT_ATEX_II3DExtcIIICT125","TGT_ATEX","II3DExtcIIICT125","TGT_ATEX_II3DExtcIIICT125_4_800_3_4 kW STANDARD",4,800,3,"STANDARD",null,"4 kW",6250,null,null,null,null,null,"/","/",1251.0363636363634,"/","/","5weeks",0.75,0,null," PTC VERSION + 161,82 & DELIVERY TIME 7 WEEKS"]
[null,"TGT_ATEX_II3DExtcIIICT125","TGT_ATEX","II3DExtcIIICT125","TGT_ATEX_II3DExtcIIICT125_4_800_9_2,2 kW STANDARD",4,800,9,"STANDARD",null,"2,2 kW",6156,null,null,null,null,null,"/","/",1108.7090909090907,"/","/","5weeks",1.1000000000000001,0,null,""]
[null,"TGT_ATEX_II3DExtcIIICT125","TGT_ATEX","II3DExtcIIICT125","TGT_ATEX_II3DExtcIIICT125_4_800_9_7,5 kW STANDARD",4,800,9,"STANDARD",null,"7,5 kW",5962,null,null,null,null,null,665.67272727272723,1089.3090909090909,994.76363636363624,1143.8545454545454,"/","to be confirmed",0.75,0,null,""]
[null,"TGT_ATEX_II3DExtcIIICT125","TGT_ATEX","II3DExtcIIICT125","TGT_ATEX_II3DExtcIIICT125_4_900_6_7,5 kW STANDARD",4,900,6,"STANDARD",null,"7,5 kW",5962,null,null,null,null,null,"/","/",1368.090909090909,"/","/","5weeks",1.1000000000000001,0,null," PTC VERSION + 161,82 & DELIVERY TIME 7 WEEKS"]
[null,"TGT_ATEX_II3DExtcIIICT125","TGT_ATEX","II3DExtcIIICT125","TGT_ATEX_II3DExtcIIICT125_4_1000_3_11 kW STANDARD",4,1000,3,"STANDARD",null,"11 kW",6018,null,null,null,null,null,"/","/",1360.5818181818179,"/","/","5weeks",1.5,0,null,""]
[null,"TGT_ATEX_II3DExtcIIICT125","TGT_ATEX","II3DExtcIIICT125","TGT_ATEX_II3DExtcIIICT125_4_1000_6_4 kW STANDARD",4,1000,6,"STANDARD",null,"4 kW",6250,null,null,null,null,null,"/","/",1227.9454545454544,"/","/","5weeks",0.75,0,null,""]
[null,"TGT_ATEX_II3DExtcIIICT125","TGT_ATEX","II3DExtcIIICT125","TGT_ATEX_II3DExtcIIICT125_4_1120_3_18,5 kW STANDARD",4,1120,3,"STANDARD",null,"18,5 kW",5821,null,null,null,null,null,732.98181818181808,1203.890909090909,1109.3454545454545,1258.4363636363635,"/","4weeks",1.5,0,null,""]
[null,"TGT_ATEX_II3DExtcIIICT125","TGT_ATEX","II3DExtcIIICT125","TGT_ATEX_II3DExtcIIICT125_4_1120_6_11 kW STANDARD",4,1120,6,"STANDARD",null,"11 kW",6018,null,null,null,null,null,"/","/",1455.1272727272724,"/","/","5weeks",1.5,0,null,""]
[null,"TGT_ATEX_II3DExtcIIICT125","TGT_ATEX","II3DExtcIIICT125","TGT_ATEX_II3DExtcIIICT125_4_1250_3_11 kW STANDARD",4,1250,3,"STANDARD",null,"11 kW",6018,null,null,null,null,null,"/","/",1712.3272727272724,"/","/","to be confirmed",2.2000000000000002,0,null,""]
[null,"TGT_ATEX_II3DExtcIIICT125","TGT_ATEX","II3DExtcIIICT125","TGT_ATEX_II3DExtcIIICT125_4_1250_3_7,5 kW STANDARD",4,1250,3,"STANDARD",null,"7,5 kW",5962,null,null,null,null,null,"/","/",1582.2181818181818,"/","/","to be confirmed",0.75,0,null,""]
[null,"TGT_ATEX_II3DExtcIIICT125","TGT_ATEX","II3DExtcIIICT125","TGT_ATEX_II3DExtcIIICT125_4_1250_9_18,5 kW STANDARD",4,1250,9,"STANDARD",null,"18,5 kW",5821,null,null,null,null,null,789.34545454545446,1316.6181818181817,1222.0727272727272,1371.1636363636362,"/","4weeks",1.5,0,null,""]
[null,"TGT_ATEX_II3DExtcIIICT125","TGT_ATEX","II3DExtcIIICT125","TGT_ATEX_II3DExtcIIICT125_4_1250_12_45 kW STANDARD",4,1250,12,"STANDARD",null,"45 kW",6199,null,null,null,null,null,"/","/",1812.5272727272725,"/","/","5weeks",2.2000000000000002,0,null," PTC VERSION + 161,82 & DELIVERY TIME 7 WEEKS"]
[null,"TGT_ATEX_II3DExtcIIICT125","TGT_ATEX","II3DExtcIIICT125","TGT_ATEX_II3DExtcIIICT125_6_710_3_0,55 kW STANDARD",6,710,3,"STANDARD",null,"0,55 kW",6135,null,null,null,null,null,937.18181818181824,1464.4545454545455,1362.6363636363635,1519,"/","to be confirmed",3,0,null,""]
[null,"TGT_ATEX_II3DExtcIIICT125","TGT_ATEX","II3DExtcIIICT125","TGT_ATEX_II3DExtcIIICT125_6_800_6_0,75 kW STANDARD",6,800,6,"STANDARD",null,"0,75 kW",6214,null,null,null,null,null,"/","/",1960.2363636363636,"/","/","5weeks",1.5,0,null," PTC VERSION + 161,82 & DELIVERY TIME 7 WEEKS"]
[null,"TGT_ATEX_II3DExtcIIICT125","TGT_ATEX","II3DExtcIIICT125","TGT_ATEX_II3DExtcIIICT125_6_900_6_1,5 kW STANDARD",6,900,6,"STANDARD",null,"1,5 kW",5849,null,null,null,null,null,955.99999999999989,1621.4545454545453,1526.9090909090908,1685.0909090909088,"/","to be confirmed",1.5,0,null,""]
[null,"TGT_ATEX_II3DExtcIIICT125","TGT_ATEX","II3DExtcIIICT125","TGT_ATEX_II3DExtcIIICT125_6_900_9_1,5 kW STANDARD",6,900,9,"STANDARD",null,"1,5 kW",5849,null,null,null,null,null,"/","/",1962.3999999999996,"/","/","5weeks",1.5,0,null," PTC VERSION + 161,82 & DELIVERY TIME 7 WEEKS"]
[null,"TGT_ATEX_II3DExtcIIICT125","TGT_ATEX","II3DExtcIIICT125","TGT_ATEX_II3DExtcIIICT125_6_1000_6_2,2 kW STANDARD",6,1000,6,"STANDARD",null,"2,2 kW",5998,null,null,null,null,null,"/","/",2088.8909090909087,"/","/","5weeks",2.2000000000000002,0,null," PTC VERSION + 161,82 & DELIVERY TIME 7 WEEKS"]
[null,"TGT_ATEX_II3DExtcIIICT125","TGT_ATEX","II3DExtcIIICT125","TGT_ATEX_II3DExtcIIICT125_6_1000_9_3 kW STANDARD",6,1000,9,"STANDARD",null,"3 kW",6249,null,null,null,null,null,"/","/",2595.6909090909089,"/","/","5weeks",3,0,null," PTC VERSION + 187,27 & DELIVERY TIME 7 WEEKS"]
[null,"TGT_ATEX_II3DExtcIIICT125","TGT_ATEX","II3DExtcIIICT125","TGT_ATEX_II3DExtcIIICT125_6_1250_3_2,2 kW STANDARD",6,1250,3,"STANDARD",null,"2,2 kW",5998,null,null,null,null,null,"/","/",2071.4909090909086,"/","/","5weeks",1.5,0,null," PTC VERSION + 161,82 & DELIVERY TIME 7 WEEKS"]
[null,"TGT_ATEX_II3DExtcIIICT125","TGT_ATEX","II3DExtcIIICT125","TGT_ATEX_II3DExtcIIICT125_6_1250_9_11 kW STANDARD",6,1250,9,"STANDARD",null,"11 kW",5923,null,null,null,null,null,"/","/",2134.3818181818183,"/","/","5weeks",2.2000000000000002,0,null,""]
[null,"THGT_F200","THGT","F200","THGT_F200_2_400_6_1,1 kW IE3",2,400,6,"IE3",null,"1,1 kW",5794,null,null,null,null,null,554.5454545454545,792.72727272727263,683.63636363636363,838.18181818181813,"/","to be confirmed",1.1000000000000001,0.25,null,""]
[null,"THGT_F200","THGT","F200","THGT_F200_2_450_6_3 kW IE3",2,450,6,"IE3",null,"3 kW",6124,null,null,null,null,null,570.90909090909088,818.18181818181813,709.09090909090901,863.63636363636351,"/","to be confirmed",1.5,0.33,null,""]
[null,"THGT_F200","THGT","F200","THGT_F200_2_560_6_5,5 kW IE3",2,560,6,"IE3",null,"5,5 kW",6175,null,null,null,null,null,607.34545454545446,865.52727272727259,756.43636363636347,910.98181818181808,"/","3weeks",2.2000000000000002,0.45,null,""]
[null,"THGT_F200","THGT","F200","THGT_F200_2_560_6_3 kW STANDARD",2,560,6,"STANDARD",null,"3 kW",1808,null,null,null,null,null,616.65454545454531,874.83636363636356,765.74545454545444,920.29090909090894,"/","5weeks",2.2000000000000002,0.5,null,""]
[null,"THGT_F200","THGT","F200","THGT_F200_4_400_6_0,25 kW STANDARD",4,400,6,"STANDARD",null,"0,25 kW",4153,null,null,null,null,null,"/",1787.7454545454543,"/","/","/","to be confirmed",4.4000000000000004,1.1000000000000001,null,""]
[null,"THGT_F200","THGT","F200","THGT_F200_4_560_6_2,2 kW IE3",4,560,6,"IE3",null,"2,2 kW",6127,null,null,null,null,null,925.9818181818182,1229.6181818181817,1091.4363636363635,1275.0727272727272,"/","3weeks",6,1.5,null,""]
[null,"THGT_F200","THGT","F200","THGT_F200_4_560_6_0,55 kW STANDARD",4,560,6,"STANDARD",null,"0,55 kW",1815,null,null,null,null,null,"/",3199.3509090909088,"/","/","/","to be confirmed",6,1.5,null,""]
[null,"THGT_F200","THGT","F200","THGT_F200_4_630_6_0,75 kW STANDARD",4,630,6,"STANDARD",null,"0,75 kW",1816,null,null,null,null,null,840.19999999999993,1176.5636363636363,1038.3818181818181,1222.0181818181818,"/","3weeks",4.5,1,null,""]
[null,"THGT_F200","THGT","F200","THGT_F200_4_710_3_1,1 kW STANDARD",4,710,3,"STANDARD",null,"1,1 kW",1817,null,null,null,null,null,544.85454545454547,783.0363636363636,673.94545454545448,828.4909090909091,"/","3weeks",1.1000000000000001,0,null,""]
[null,"THGT_F200","THGT","F200","THGT_F200_4_710_3_1,5 kW STANDARD",4,710,3,"STANDARD",null,"1,5 kW",1818,null,null,null,null,null,566.58181818181811,804.76363636363635,695.67272727272723,850.21818181818173,"/","to be confirmed",1.1000000000000001,0,null,""]
[null,"THGT_F200","THGT","F200","THGT_F200_4_710_6_4 kW STANDARD",4,710,6,"STANDARD",null,"4 kW",1821,null,null,null,null,null,598.81818181818176,837,727.90909090909088,882.45454545454538,"/","3weeks",2.2000000000000002,0,null,""]
[null,"THGT_F200","THGT","F200","THGT_F200_4_800_3_2,2 kW STANDARD",4,800,3,"STANDARD",null,"2,2 kW",1819,null,null,null,null,null,607.90909090909088,855.18181818181813,746.09090909090912,900.63636363636363,"/","3weeks",2.2000000000000002,0,null,""]
[null,"THGT_F200","THGT","F200","THGT_F200_4_800_3_3 kW STANDARD",4,800,3,"STANDARD",null,"3 kW",1820,null,null,null,null,null,635.58181818181811,882.85454545454536,773.76363636363624,928.30909090909086,"/","to be confirmed",2.2000000000000002,0,null,""]
[null,"THGT_F200","THGT","F200","THGT_F200_4_800_6_4 kW STANDARD",4,800,6,"STANDARD",null,"4 kW",1821,null,null,null,null,null,{"$error":"#N/A"},{"$error":"#N/A"},{"$error":"#N/A"},{"$error":"#N/A"},"/",{"$error":"#N/A"},2.2000000000000002,0,null,"IF YOU NEED PRICE CONTACT SALES DEPARTMENT"]
[null,"THGT_F200","THGT","F200","THGT_F200_4_800_9_2,2 kW STANDARD",4,800,9,"STANDARD",null,"2,2 kW",1819,null,null,null,null,null,"/",1635.3636363636363,"/","/","/","to be confirmed",3,0,null,""]
[null,"THGT_F200","THGT","F200","THGT_F200_4_800_9_7,5 kW STANDARD",4,800,9,"STANDARD",null,"7,5 kW",1823,null,null,null,null,null,760.38181818181818,1018.5636363636363,884.0181818181818,1064.0181818181818,"/","3weeks",4,0,null,""]
[null,"THGT_F200","THGT","F200","THGT_F200_4_900_3_7,5 kW STANDARD",4,900,3,"STANDARD",null,"7,5 kW",1823,null,null,null,null,null,846.27272727272714,1149.909090909091,1015.3636363636364,1195.3636363636363,"/","to be confirmed",4,0,null,""]
[null,"THGT_F200","THGT","F200","THGT_F200_4_900_6_4 kW STANDARD",4,900,6,"STANDARD",null,"4 kW",1821,null,null,null,null,null,"/",1932.7454545454543,"/","/","/","4weeks",5.5,0,null,""]
[null,"THGT_F200","THGT","F200","THGT_F200_4_900_9_5,5 kW IE3",4,900,9,"IE3",null,"5,5 kW",5895,null,null,null,null,null,"/",2020.7454545454545,"/","/","/","4weeks",7.5,0,null,""]
[null,"THGT_F200","THGT","F200","THGT_F200_4_1000_3_7,5 kW IE3",4,1000,3,"IE3",null,"7,5 kW",5956,null,null,null,null,null,"/",2269.9636363636364,1928.1454545454544,2315.4181818181814,"/","to be confirmed",18.5,0,null,""]
[null,"THGT_F200","THGT","F200","THGT_F200_4_1000_6_15 kW IE3",4,1000,6,"IE3",null,"15 kW",6259,null,null,null,null,null,888.63636363636351,1225,1086.8181818181818,1270.4545454545453,"/","3weeks",7.5,0,null,""]
[null,"THGT_F200","THGT","F200","THGT_F200_4_1000_6_11 kW STANDARD",4,1000,6,"STANDARD",null,"11 kW",1824,null,null,null,null,null,2366.1676363636366,3017.0767272727276,2707.9858181818186,3080.7130909090911,"/","to be confirmed",10.5,3.5,null,""]
[null,"THGT_F200","THGT","F200","THGT_F200_4_1000_9_18,5 kW IE3",4,1000,9,"IE3",null,"18,5 kW",6103,null,null,null,null,null,1184.3953636363635,1835.3044545454545,1700.759,1898.9408181818178,"/","to be confirmed",3,1,null,""]
[null,"THGT_F200","THGT","F200","THGT_F200_4_1000_9_18,5 kW STANDARD",4,1000,9,"STANDARD",null,"18,5 kW",1826,null,null,null,null,null,1787.6727272727271,2438.5818181818181,2300.4,2502.2181818181816,"/","5weeks",4.5,1.5,null,""]
[null,"THGT_F200","THGT","F200","THGT_F200_4_1120_3_11 kW STANDARD",4,1120,3,"STANDARD",null,"11 kW",1824,null,null,null,null,null,3075.9999999999995,3776,3466.9090909090905,3839.6363636363635,"/","5weeks",14,4.5,null,""]
[null,"THGT_F200","THGT","F200","THGT_F200_4_1120_6_18,5 kW IE3",4,1120,6,"IE3",null,"18,5 kW",6103,null,null,null,null,null,1479.1090909090908,2179.1090909090908,2040.9272727272726,2242.7454545454543,"/","5weeks",4.5,1.5,null,""]
[null,"THGT_F200","THGT","F200","THGT_F200_4_1120_6_18,5 kW STANDARD",4,1120,6,"STANDARD",null,"18,5 kW",1826,null,null,null,null,null,2460.7130909090911,3206.1676363636366,2897.0767272727276,3269.8040000000001,"/","to be confirmed",10.5,3.5,null,""]
[null,"THGT_F200","THGT","F200","THGT_F200_4_1120_9_37 kW IE3",4,1120,9,"IE3",null,"37 kW",5930,null,null,null,null,null,3648.7636363636361,4394.2181818181807,4052.3999999999992,4457.8545454545447,"/","5weeks",16,6.5,null,""]
[null,"THGT_F200","THGT","F200","THGT_F200_4_1120_9_15 kW STANDARD",4,1120,9,"STANDARD",null,"15 kW",1825,null,null,null,null,null,3735.1272727272717,4480.5818181818177,4138.7636363636357,4544.2181818181807,"/","5weeks",20,8.5,null,""]
[null,"THGT_F200","THGT","F200","THGT_F200_4_1250_3_7,5 kW IE3",4,1250,3,"IE3",null,"7,5 kW",5956,null,null,null,null,null,2845.1272727272726,3659.6727272727271,3317.8545454545456,3732.4,"/","to be confirmed",16,6.5,null,""]
[null,"THGT_F200","THGT","F200","THGT_F200_4_1250_6_18,5 kW IE3",4,1250,6,"IE3",null,"18,5 kW",6103,null,null,null,null,null,1713.890909090909,2528.4363636363632,2390.2545454545452,2601.1636363636358,"/","5weeks",6,2.2000000000000002,null,""]
[null,"THGT_F200","THGT","F200","THGT_F200_4_1250_6_15 kW STANDARD",4,1250,6,"STANDARD",null,"15 kW",1825,null,null,null,null,null,3045.7636363636361,3911.2181818181816,3602.1272727272726,3983.9454545454541,"/","5weeks",10,3.3,null,""]
[null,"THGT_F200","THGT","F200","THGT_F200_4_1250_9_30 kW IE3",4,1250,9,"IE3",null,"30 kW",6189,null,null,null,null,null,3855.1272727272717,4720.5818181818177,4378.7636363636357,4793.3090909090897,"/","5weeks",20,8.5,null,""]
[null,"THGT_F200","THGT","F200","THGT_F200_4_1250_9_45 kW STANDARD",4,1250,9,"STANDARD",null,"45 kW",1830,null,null,null,null,null,2188.2545454545452,3053.7090909090907,2915.5272727272722,3126.4363636363632,"/","5weeks",6,2.2000000000000002,null,""]
[null,"THGT_F200","THGT","F200","THGT_F200_4_1250_12_45 kW IE3",4,1250,12,"IE3",null,"45 kW",5881,null,null,null,null,null,2739.2348363636365,3681.0530181818185,3371.9621090909091,3753.780290909091,"/","to be confirmed",14.5,4.5,null,""]
[null,"THGT_F200","THGT","F200","THGT_F200_4_1409_3_30 kW IE3",4,1409,3,"IE3",null,"30 kW",6189,null,null,null,null,null,3931.4909090909082,4873.3090909090897,4531.4909090909086,4946.0363636363627,"/","5weeks",20,8.5,null,""]
[null,"THGT_F200","THGT","F200","THGT_F200_4_1409_3_75 kW IE3",4,1409,3,"IE3",null,"75 kW",6292,null,null,null,null,null,3876.356690909091,4818.1748727272725,4476.3566909090905,4890.9021454545455,"/","to be confirmed",30,9,null,""]
[null,"THGT_F200","THGT","F200","THGT_F200_4_1409_6_30 kW IE3",4,1409,6,"IE3",null,"30 kW",6189,null,null,null,null,null,3690.8545454545451,4718.1272727272726,4376.3090909090906,4790.8545454545456,"/","to be confirmed",23,7.2,null,""]
[null,"THGT_F200","THGT","F200","THGT_F200_4_1409_6_30 kW STANDARD",4,1409,6,"STANDARD",null,"30 kW",1828,null,null,null,null,null,7379.4727272727268,8406.7454545454548,7997.6545454545449,8479.4727272727268,"/","to be confirmed",40,14,null,""]
[null,"THGT_F200","THGT","F200","THGT_F200_4_1409_6_90 kW STANDARD",4,1409,6,"STANDARD",null,"90 kW",6110,null,null,null,null,null,2639.2348363636365,3481.0530181818185,3171.9621090909091,3553.780290909091,"/","to be confirmed",14.5,4.5,null,""]
[null,"THGT_F200","THGT","F200","THGT_F200_4_1409_9_160 kW STANDARD",4,1409,9,"STANDARD",null,"160 kW",6162,null,null,null,null,null,3825.8363636363633,4667.6545454545449,4325.8363636363638,4740.3818181818178,"/","to be confirmed",26,9,null,""]
[null,"THGT_F200","THGT","F200","THGT_F200_4_1409_12_160 kW IE3",4,1409,12,"IE3",null,"160 kW",5783,null,null,null,null,null,1684.4545454545455,2526.272727272727,2388.090909090909,2599,"/","to be confirmed",6,2,null,""]
[null,"THGT_F200","THGT","F200","THGT_F200_4_1409_12_132 kW STANDARD",4,1409,12,"STANDARD",null,"132 kW",6218,null,null,null,null,null,2491.1090909090908,3383.8363636363638,3074.7454545454543,3456.5636363636363,"/","to be confirmed",14,4.5,null,""]
[null,"THGT_F200","THGT","F200","THGT_F200_4_1609_3_45 kW IE3",4,1609,3,"IE3",null,"45 kW",5881,null,null,null,null,null,3556.3090909090906,4449.0363636363636,4107.2181818181816,4521.7636363636366,"/","to be confirmed",23,7.2,null,""]
[null,"THGT_F200","THGT","F200","THGT_F200_4_1609_3_132 kW STANDARD",4,1609,3,"STANDARD",null,"132 kW",6218,null,null,null,null,null,6774.3818181818169,7667.1090909090899,7258.0181818181809,7739.8363636363629,"/","5weeks",34,12,null,""]
[null,"THGT_F200","THGT","F200","THGT_F200_4_1609_6_55 kW IE3",4,1609,6,"IE3",null,"55 kW",6166,null,null,null,null,null,2999.6727272727271,3968.7636363636361,3626.9454545454546,4041.4909090909091,"/","to be confirmed",16,6.5,null,""]
[null,"THGT_F200","THGT","F200","THGT_F200_4_1609_6_90 kW STANDARD",4,1609,6,"STANDARD",null,"90 kW",6110,null,null,null,null,null,3903.629418181818,4872.7203272727274,4530.9021454545455,4945.4475999999995,"/","to be confirmed",30,9,null,""]
[null,"THGT_F200","THGT","F200","THGT_F200_4_1609_9_90 kW IE3",4,1609,9,"IE3",null,"90 kW",6108,null,null,null,null,null,7321.2909090909088,8290.3818181818169,7881.2909090909088,8363.1090909090908,"/","to be confirmed",40,14,null,""]
[null,"THGT_F200","THGT","F200","THGT_F200_4_1609_12_110 kW STANDARD",4,1609,12,"STANDARD",null,"110 kW",6031,null,null,null,null,null,7207.7090909090903,10320.436363636363,"/",10884.090909090908,"/","7weeks",50,18,null,""]
[null,"THGT_F200","THGT","F200","THGT_F200_6_560_6_0,55 kW STANDARD",6,560,6,"STANDARD",null,"0,55 kW",6252,null,null,null,null,null,9487.6727272727258,12600.399999999998,"/",13164.054545454544,"/","7weeks",80,28,null,""]
[null,"THGT_F200","THGT","F200","THGT_F200_6_630_6_0,75 kW STANDARD",6,630,6,"STANDARD",null,"0,75 kW",1832,null,null,null,null,null,17039.381818181817,20152.109090909089,"/",20715.763636363634,"/","7weeks",95,34,null,""]
[null,"THGT_F200","THGT","F200","THGT_F200_6_710_6_0,55 kW STANDARD",6,710,6,"STANDARD",null,"0,55 kW",1831,null,null,null,null,null,4233.2545454545452,6538.7090909090903,6720.5272727272722,7284.181818181818,"/","to be confirmed",20,8.5,null,""]
[null,"THGT_F200","THGT","F200","THGT_F200_6_800_6_1,5 kW IE3",6,800,6,"IE3",null,"1,5 kW",5771,null,null,null,null,null,6582.2545454545443,9069.5272727272713,"/",9633.181818181818,"/","7weeks",50,18,null,""]
[null,"THGT_F200","THGT","F200","THGT_F200_6_800_6_1,1 kW STANDARD",6,800,6,"STANDARD",null,"1,1 kW",1833,null,null,null,null,null,9625.9636363636364,12113.236363636364,"/",12676.890909090909,"/","7weeks",50,18,null,""]
[null,"THGT_F200","THGT","F200","THGT_F200_6_800_9_1,1 kW STANDARD",6,800,9,"STANDARD",null,"1,1 kW",1833,null,null,null,null,null,6523,9035.7272727272721,9217.5454545454522,9781.1999999999989,"/","5weeks",26,9,null,""]
[null,"THGT_F200","THGT","F200","THGT_F200_6_900_9_1,5 kW IE3",6,900,9,"IE3",null,"1,5 kW",5771,null,null,null,null,null,9979.9454545454519,12674.490909090908,"/",13238.145454545453,"/","7weeks",70,25,null,""]
[null,"THGT_F200","THGT","F200","THGT_F200_6_900_9_3 kW IE3",6,900,9,"IE3",null,"3 kW",6111,null,null,null,null,null,14319.618181818181,17014.163636363635,"/",17577.818181818184,"/","7weeks",70,25,null,""]
[null,"THGT_F200","THGT","F200","THGT_F200_6_1000_3_4 kW STANDARD",6,1000,3,"STANDARD",null,"4 kW",1837,null,null,null,null,null,20664.509090909087,23568.145454545451,"/",24131.8,"/","7weeks",125,45,null,""]
[null,"THGT_F200","THGT","F200","THGT_F200_6_1000_6_5,5 kW STANDARD",6,1000,6,"STANDARD",null,"5,5 kW",1838,null,null,null,null,null,8165.5818181818167,11069.21818181818,"/",11632.872727272726,"/","7weeks",50,18,null,""]
[null,"THGT_F200","THGT","F200","THGT_F200_6_1000_9_3 kW IE3",6,1000,9,"IE3",null,"3 kW",6111,null,null,null,null,null,10042.327272727272,12945.963636363636,"/",13509.618181818183,"/","7weeks",50,18,null,""]
[null,"THGT_F200","THGT","F200","THGT_F200_6_1120_3_2,2 kW STANDARD",6,1120,3,"STANDARD",null,"2,2 kW",1835,null,null,null,null,null,18897.672727272726,22197.672727272726,"/",22834.181818181816,"/","7weeks",115,40,null,""]
[null,"THGT_F200","THGT","F200","THGT_F200_6_1120_3_5,5 kW STANDARD",6,1120,3,"STANDARD",null,"5,5 kW",1838,null,null,null,null,null,21060.872727272726,24360.872727272723,"/",24997.381818181817,"/","7weeks",125,45,null,""]
[null,"THGT_F200","THGT","F200","THGT_F200_6_1250_3_2,2 kW STANDARD",6,1250,3,"STANDARD",null,"2,2 kW",1835,null,null,null,null,null,9674.9454545454519,12974.945454545452,"/",13611.454545454542,"/","7weeks",80,28,null,""]
[null,"THGT_F200","THGT","F200","THGT_F200_6_1250_6_4 kW STANDARD",6,1250,6,"STANDARD",null,"4 kW",1837,null,null,null,null,null,{"$error":"#N/A"},{"$error":"#N/A"},{"$error":"#N/A"},{"$error":"#N/A"},"/",{"$error":"#N/A"},40,14,null,"IF YOU NEED PRICE CONTACT SALES DEPARTMENT"]
[null,"THGT_F200","THGT","F200","THGT_F200_6_1250_9_7,5 kW IE3",6,1250,9,"IE3",null,"7,5 kW",6112,null,null,null,null,null,9959.9454545454519,12634.490909090908,"/",13270.999999999998,"/","7weeks",70,25,null,""]
[null,"THGT_F200","THGT","F200","THGT_F200_6_1250_9_7,5 kW STANDARD",6,1250,9,"STANDARD",null,"7,5 kW",1839,null,null,null,null,null,11765.618181818181,14440.163636363635,"/",15076.672727272726,"/","7weeks",95,34,null,""]
[null,"THGT_F200","THGT","F200","THGT_F200_6_1409_3_7,5 kW STANDARD",6,1409,3,"STANDARD",null,"7,5 kW",1839,null,null,null,null,null,13511.436363636363,16393.254545454547,"/",17029.763636363637,"/","7weeks",145,55,null,""]
[null,"THGT_F200","THGT","F200","THGT_F200_6_1409_6_11 kW STANDARD",6,1409,6,"STANDARD",null,"11 kW",1840,null,null,null,null,null,14506.890909090907,17388.709090909091,"/",18025.218181818182,"/","7weeks",70,25,null,""]
[null,"THGT_F200","THGT","F200","THGT_F200_6_1409_6_37 kW STANDARD",6,1409,6,"STANDARD",null,"37 kW",6142,null,null,null,null,null,11972.890909090909,14854.709090909089,"/",15491.21818181818,"/","7weeks",95,34,null,""]
[null,"THGT_F200","THGT","F200","THGT_F200_6_1409_9_22 kW IE3",6,1409,9,"IE3",null,"22 kW",6152,null,null,null,null,null,18688.581818181814,21779.490909090906,"/",22415.999999999996,"/","7weeks",115,40,null,""]
[null,"THGT_F200","THGT","F200","THGT_F200_6_1409_12_37 kW IE3",6,1409,12,"IE3",null,"37 kW",6169,null,null,null,null,null,10460.872727272726,13551.781818181817,"/",14188.290909090907,"/","7weeks",95,34,null,""]
[null,"THGT_F200","THGT","F200","THGT_F200_6_1409_12_30 kW STANDARD",6,1409,12,"STANDARD",null,"30 kW",6143,null,null,null,null,null,564.78181818181815,812.0545454545454,702.96363636363628,857.50909090909079,"/","5weeks",0.55000000000000004,0.2,null,""]
[null,"THGT_F200","THGT","F200","THGT_F200_6_1609_3_30 kW IE3",6,1609,3,"IE3",null,"30 kW",6046,null,null,null,null,null,623.21818181818173,881.39999999999986,772.30909090909086,926.85454545454536,"/","to be confirmed",1.1000000000000001,0.3,null,""]
[null,"THGT_F200","THGT","F200","THGT_F200_6_1609_3_22 kW STANDARD",6,1609,3,"STANDARD",null,"22 kW",1843,null,null,null,null,null,814.0545454545454,1117.6909090909091,1008.5999999999999,1163.1454545454544,"/","5weeks",0.55000000000000004,0.2,null,""]
[null,"THGT_F200","THGT","F200","THGT_F200_6_1609_6_18,5 kW STANDARD",6,1609,6,"STANDARD",null,"18,5 kW",1842,null,null,null,null,null,637.98181818181808,941.61818181818171,832.52727272727259,987.07272727272721,"/","to be confirmed",1,0.3,null,""]
[null,"THGT_F200","THGT","F200","THGT_F200_6_1609_9_22 kW IE3",6,1609,9,"IE3",null,"22 kW",6152,null,null,null,null,null,855.90909090909088,1192.2727272727273,1083.181818181818,1237.7272727272725,"/","to be confirmed",0.75,0.25,null,""]
[null,"THGT_F200","THGT","F200","THGT_F200_6_1609_9_75 kW IE3",6,1609,9,"IE3",null,"75 kW",6134,null,null,null,null,null,932.50909090909079,1268.8727272727272,1159.7818181818182,1314.3272727272727,"/","5weeks",1.5,0.37,null,""]
[null,"THGT_F200","THGT","F200","THGT_F200_6_1609_12_30 kW IE3",6,1609,12,"IE3",null,"30 kW",6046,null,null,null,null,null,1257.5454545454545,1593.9090909090908,1459.3636363636363,1639.3636363636363,"/","5weeks",3,1,null,""]
[null,"THGT_F200","THGT","F200","THGT_F200_6_1609_12_90 kW IE3",6,1609,12,"IE3",null,"90 kW",6059,null,null,null,null,null,708.67272727272723,1052.3090909090909,943.21818181818173,1106.8545454545454,"/","to be confirmed",1.1000000000000001,0.3,null,""]
[null,"THGT_F200","THGT","F200","THGT_F200_2_4_400_6_1,5_0,33 kW STANDARD","2_4",400,6,"STANDARD",null,"1,5_0,33 kW",1987,null,null,null,null,null,945.61818181818182,1331.0727272727272,1221.9818181818182,1385.6181818181817,"/","5weeks",1.1000000000000001,0.3,null,""]
[null,"THGT_F200","THGT","F200","THGT_F200_2_4_500_6_4,5_1 kW STANDARD","2_4",500,6,"STANDARD",null,"4,5_1 kW",1990,null,null,null,null,null,769.38380000000006,1160.2928909090908,1051.2019818181818,1214.8383454545456,"/","to be confirmed",1.5,0.45,null,""]
[null,"THGT_F200","THGT","F200","THGT_F200_2_4_630_6_4,5_1 kW STANDARD","2_4",630,6,"STANDARD",null,"4,5_1 kW",1990,null,null,null,null,null,1023.2727272727271,1414.181818181818,1279.6363636363635,1468.7272727272725,"/","to be confirmed",3,1,null,""]
[null,"THGT_F200","THGT","F200","THGT_F200_4_6_560_6_2,5_0,8 kW STANDARD","4_6",560,6,"STANDARD",null,"2,5_0,8 kW",2014,null,null,null,null,null,808.87272727272716,1232.5090909090909,1123.4181818181817,1287.0545454545454,"/","to be confirmed",1.5,0.37,null,""]
[null,"THGT_F200","THGT","F200","THGT_F200_4_6_630_6_2,5_0,8 kW STANDARD","4_6",630,6,"STANDARD",null,"2,5_0,8 kW",2014,null,null,null,null,null,884.43636363636358,1308.0727272727272,1173.5272727272727,1362.6181818181817,"/","to be confirmed",2.5,0.8,null,""]
[null,"THGT_F200","THGT","F200","THGT_F200_4_6_710_3_1_0,3 kW STANDARD","4_6",710,3,"STANDARD",null,"1_0,3 kW",2012,null,null,null,null,null,1202.7454545454543,1626.3818181818181,1488.1999999999998,1680.9272727272726,"/","5weeks",4.5,1.5,null,""]
[null,"THGT_F200","THGT","F200","THGT_F200_4_6_800_3_1,5_0,45 kW STANDARD","4_6",800,3,"STANDARD",null,"1,5_0,45 kW",2013,null,null,null,null,null,966.45454545454527,1437.3636363636363,1328.272727272727,1491.9090909090908,"/","to be confirmed",2.2000000000000002,0.7,null,""]
[null,"THGT_F200","THGT","F200","THGT_F200_4_6_800_6_1,5_0,45 kW STANDARD","4_6",800,6,"STANDARD",null,"1,5_0,45 kW",2013,null,null,null,null,null,1189.3090909090909,1660.2181818181816,1522.0363636363636,1714.7636363636361,"/","to be confirmed",4.5,1.5,null,""]
[null,"THGT_F200","THGT","F200","THGT_F200_4_6_800_9_6_2 kW STANDARD","4_6",800,9,"STANDARD",null,"6_2 kW",2017,null,null,null,null,null,988.07272727272732,1515.3454545454545,1380.8,1569.890909090909,"/","to be confirmed",2.5,0.8,null,""]
[null,"THGT_F200","THGT","F200","THGT_F200_4_6_900_6_3_1 kW STANDARD","4_6",900,6,"STANDARD",null,"3_1 kW",2015,null,null,null,null,null,1850.072727272727,2377.3454545454542,2239.1636363636362,2431.8909090909087,"/","5weeks",6,2.2000000000000002,null,""]
[null,"THGT_F200","THGT","F200","THGT_F200_4_6_900_9_16_5 kW STANDARD","4_6",900,9,"STANDARD",null,"16_5 kW",2019,null,null,null,null,null,1113.7272727272725,1731.9090909090908,1622.8181818181815,1795.5454545454543,"/","to be confirmed",2.2000000000000002,0.7,null,""]
[null,"THGT_F200","THGT","F200","THGT_F200_4_6_1000_6_4,5_1,5 kW STANDARD","4_6",1000,6,"STANDARD",null,"4,5_1,5 kW",2016,null,null,null,null,null,2380.7130909090911,3046.1676363636366,2737.0767272727276,3109.8040000000001,"/","to be confirmed",10.5,3.5,null,""]
[null,"THGT_F200","THGT","F200","THGT_F200_4_6_1000_9_20_6,5 kW STANDARD","4_6",1000,9,"STANDARD",null,"20_6,5 kW",2020,null,null,null,null,null,1160.9999999999998,1826.4545454545453,1717.363636363636,1890.0909090909088,"/","to be confirmed",2.2000000000000002,0.7,null,""]
[null,"THGT_F200","THGT","F200","THGT_F200_4_6_1120_3_20_6,5 kW STANDARD","4_6",1120,3,"STANDARD",null,"20_6,5 kW",2020,null,null,null,null,null,1586.6363636363635,2252.090909090909,2117.5454545454545,2315.7272727272725,"/","5weeks",3,1,null,""]
[null,"THGT_F200","THGT","F200","THGT_F200_4_6_1120_6_30_9 kW STANDARD","4_6",1120,6,"STANDARD",null,"30_9 kW",2022,null,null,null,null,null,2196.0727272727272,2916.0727272727272,2606.9818181818182,2979.7090909090907,"/","5weeks",10,3.3,null,""]
[null,"THGT_F200","THGT","F200","THGT_F200_4_6_1120_9_20_6,5 kW STANDARD","4_6",1120,9,"STANDARD",null,"20_6,5 kW",2020,null,null,null,null,null,2793.4583272727273,3513.4583272727273,3171.6401454545453,3577.0946909090908,"/","to be confirmed",16,5,null,""]
[null,"THGT_F200","THGT","F200","THGT_F200_4_6_1250_3_30_9 kW STANDARD","4_6",1250,3,"STANDARD",null,"30_9 kW",2022,null,null,null,null,null,1981.5818181818179,2632.4909090909086,2323.3999999999996,2696.1272727272722,"/","5weeks",11,3,null,""]
[null,"THGT_F200","THGT","F200","THGT_F200_4_6_1250_6_30_9 kW STANDARD","4_6",1250,6,"STANDARD",null,"30_9 kW",2022,null,null,null,null,null,1427.6181818181817,2078.5272727272727,1943.9818181818182,2142.1636363636362,"/","3weeks",3,0.55000000000000004,null,""]
[null,"THGT_F200","THGT","F200","THGT_F200_4_6_1250_9_20_6,5 kW STANDARD","4_6",1250,9,"STANDARD",null,"20_6,5 kW",2020,null,null,null,null,null,1681.5636363636363,2332.4727272727273,1923.3818181818183,2396.1090909090908,"/","3weeks",5.5,1.1000000000000001,null,""]
[null,"THGT_F200","THGT","F200","THGT_F200_4_6_1250_12_40_14 kW STANDARD","4_6",1250,12,"STANDARD",null,"40_14 kW",6033,null,null,null,null,null,2030.6727272727269,2730.6727272727267,2421.5818181818177,2794.3090909090906,"/","5weeks",11,3,null,""]
[null,"THGT_F200","THGT","F200","THGT_F200_4_6_1409_6_40_14 kW STANDARD","4_6",1409,6,"STANDARD",null,"40_14 kW",6033,null,null,null,null,null,1579.2363636363634,2279.2363636363634,2144.6909090909089,2342.8727272727269,"/","3weeks",4,0.75,null,""]
[null,"THGT_F200","THGT","F200","THGT_F200_4_6_1409_6_42_14 kW STANDARD","4_6",1409,6,"STANDARD",null,"42_14 kW",2023,null,null,null,null,null,1730.6545454545453,2430.6545454545453,2021.5636363636365,2494.2909090909093,"/","3weeks",5.5,1.1000000000000001,null,""]
[null,"THGT_F200","THGT","F200","THGT_F200_4_6_1409_9_40_14 kW STANDARD","4_6",1409,9,"STANDARD",null,"40_14 kW",6033,null,null,null,null,null,2076.1272727272722,2821.5818181818177,2512.4909090909086,2885.2181818181812,"/","5weeks",11,3,null,""]
[null,"THGT_F200","THGT","F200","THGT_F200_4_6_1409_12_95_34 kW STANDARD","4_6",1409,12,"STANDARD",null,"95_34 kW",6238,null,null,null,null,null,1779.4363636363637,2524.8909090909092,2386.7090909090907,2588.5272727272727,"/","3weeks",5.5,1.1000000000000001,null,""]
[null,"THGT_F200","THGT","F200","THGT_F200_4_6_1609_3_42_14 kW STANDARD","4_6",1609,3,"STANDARD",null,"42_14 kW",2023,null,null,null,null,null,1814.4363636363637,2559.8909090909092,2250.7999999999997,2623.5272727272727,"/","3weeks",8.4,2,null,""]
[null,"THGT_F200","THGT","F200","THGT_F200_4_6_1609_6_125_45 kW STANDARD","4_6",1609,6,"STANDARD",null,"125_45 kW",6001,null,null,null,null,null,2396.4727272727268,3211.0181818181813,2901.9272727272723,3283.7454545454543,"/","3weeks",15.5,2.7,null,""]
[null,"THGT_F200","THGT","F200","THGT_F200_4_6_1609_12_115_40 kW STANDARD","4_6",1609,12,"STANDARD",null,"115_40 kW",5817,null,null,null,null,null,1723.6545454545453,2538.1999999999998,2400.0181818181818,2610.9272727272723,"/","3weeks",7.5,1.5,null,""]
[null,"THGT_F200","THGT","F200","THGT_F200_4_6_1609_12_125_45 kW STANDARD","4_6",1609,12,"STANDARD",null,"125_45 kW",6001,null,null,null,null,null,2061.6727272727271,2876.2181818181816,2738.0363636363636,2948.9454545454546,"/","3weeks",7.5,1.5,null,""]
[null,"THGT_F200","THGT","F200","THGT_F200_4_8_560_6_1,1_0,26 kW STANDARD","4_8",560,6,"STANDARD",null,"1,1_0,26 kW",1997,null,null,null,null,null,3502.0545454545454,4367.5090909090904,4025.6909090909089,4440.2363636363634,"/","3weeks",28,6.5,null,""]
[null,"THGT_F200","THGT","F200","THGT_F200_4_8_630_6_2,2_0,37 kW STANDARD","4_8",630,6,"STANDARD",null,"2,2_0,37 kW",6186,null,null,null,null,null,2112.5818181818181,2978.0363636363636,2839.8545454545451,3050.7636363636361,"/","3weeks",7.5,1.5,null,""]
[null,"THGT_F200","THGT","F200","THGT_F200_4_8_630_6_2,3_0,5 kW STANDARD","4_8",630,6,"STANDARD",null,"2,3_0,5 kW",1999,null,null,null,null,null,1934.4363636363635,2799.8909090909092,2490.7999999999997,2872.6181818181817,"/","3weeks",8.4,2,null,""]
[null,"THGT_F200","THGT","F200","THGT_F200_4_8_710_6_2,2_0,37 kW STANDARD","4_8",710,6,"STANDARD",null,"2,2_0,37 kW",6186,null,null,null,null,null,{"$error":"#N/A"},{"$error":"#N/A"},{"$error":"#N/A"},{"$error":"#N/A"},"/",{"$error":"#N/A"},22,5.3,null,"IF YOU NEED PRICE CONTACT SALES DEPARTMENT"]
[null,"THGT_F200","THGT","F200","THGT_F200_4_8_800_3_1,7_0,35 kW STANDARD","4_8",800,3,"STANDARD",null,"1,7_0,35 kW",1998,null,null,null,null,null,6265.3090909090906,7207.1272727272726,6798.0363636363636,7279.8545454545447,"/","4weeks",37,9.1999999999999993,null,""]
[null,"THGT_F200","THGT","F200","THGT_F200_4_8_800_3_6,8_1,4 kW STANDARD","4_8",800,3,"STANDARD",null,"6,8_1,4 kW",2002,null,null,null,null,null,3538.4363636363637,4565.7090909090912,4223.8909090909092,4638.4363636363641,"/","3weeks",17,4.3,null,""]
[null,"THGT_F200","THGT","F200","THGT_F200_4_8_800_9_4_0,75 kW STANDARD","4_8",800,9,"STANDARD",null,"4_0,75 kW",2001,null,null,null,null,null,5415.9090909090901,6443.181818181818,6034.090909090909,6515.9090909090901,"/","to be confirmed",42,10,null,""]
[null,"THGT_F200","THGT","F200","THGT_F200_4_8_900_3_5_1 kW STANDARD","4_8",900,3,"STANDARD",null,"5_1 kW",3028,null,null,null,null,null,2423.7454545454543,3265.5636363636359,2956.4727272727268,3338.2909090909088,"/","3weeks",15.5,2.7,null,""]
[null,"THGT_F200","THGT","F200","THGT_F200_4_8_900_6_5_1 kW STANDARD","4_8",900,6,"STANDARD",null,"5_1 kW",3028,null,null,null,null,null,4157.0181818181809,4998.8363636363629,4657.0181818181809,5071.5636363636349,"/","4weeks",28,6.5,null,""]
[null,"THGT_F200","THGT","F200","THGT_F200_4_8_900_9_5_1 kW STANDARD","4_8",900,9,"STANDARD",null,"5_1 kW",3028,null,null,null,null,null,1875.8,2717.6181818181817,2579.4363636363637,2790.3454545454542,"/","3weeks",5.5,1.1000000000000001,null,""]
[null,"THGT_F200","THGT","F200","THGT_F200_4_8_1000_3_5_1 kW STANDARD","4_8",1000,3,"STANDARD",null,"5_1 kW",3028,null,null,null,null,null,2648.054545454545,3540.7818181818175,3231.6909090909085,3613.5090909090904,"/","3weeks",11,3,null,""]
[null,"THGT_F200","THGT","F200","THGT_F200_4_8_1000_6_22_4,4 kW STANDARD","4_8",1000,6,"STANDARD",null,"22_4,4 kW",2006,null,null,null,null,null,3403.8909090909092,4296.6181818181822,3954.8,4369.3454545454551,"/","3weeks",17,4.3,null,""]
[null,"THGT_F200","THGT","F200","THGT_F200_4_8_1000_9_22_4,4 kW STANDARD","4_8",1000,9,"STANDARD",null,"22_4,4 kW",2006,null,null,null,null,null,4755.6727272727267,5648.4,5306.5818181818177,5721.1272727272717,"/","3weeks",30,8,null,""]
[null,"THGT_F200","THGT","F200","THGT_F200_4_8_1120_3_22_4,4 kW STANDARD","4_8",1120,3,"STANDARD",null,"22_4,4 kW",2006,null,null,null,null,null,5325.9636363636364,6218.6909090909094,5809.5999999999995,6291.4181818181814,"/","3weeks",44,11,null,""]
[null,"THGT_F200","THGT","F200","THGT_F200_4_8_1120_6_22_4,4 kW STANDARD","4_8",1120,6,"STANDARD",null,"22_4,4 kW",2006,null,null,null,null,null,3555.7818181818179,4524.8727272727274,4183.0545454545454,4597.6000000000004,"/","3weeks",20,5,null,""]
[null,"THGT_F200","THGT","F200","THGT_F200_4_8_1120_9_22_5,3 kW STANDARD","4_8",1120,9,"STANDARD",null,"22_5,3 kW",5814,null,null,null,null,null,5006.4363636363632,5975.5272727272722,5566.4363636363632,6048.2545454545452,"/","3weeks",37,9.1999999999999993,null,""]
[null,"THGT_F200","THGT","F200","THGT_F200_4_8_1250_3_22_4,4 kW STANDARD","4_8",1250,3,"STANDARD",null,"22_4,4 kW",2006,null,null,null,null,null,9396.3272727272706,12509.054545454544,"/",13072.709090909089,"/","7weeks",110,27,null,""]
[null,"THGT_F200","THGT","F200","THGT_F200_4_8_1250_3_5_1 kW STANDARD","4_8",1250,3,"STANDARD",null,"5_1 kW",3028,null,null,null,null,null,12876.927272727273,15989.654545454547,"/",16553.309090909093,"/","7weeks",130,33,null,""]
[null,"THGT_F200","THGT","F200","THGT_F200_4_8_1250_9_33_8 kW STANDARD","4_8",1250,9,"STANDARD",null,"33_8 kW",2007,null,null,null,null,null,14730.672727272726,17843.399999999998,"/",18407.054545454543,"/","7weeks",80,20,null,""]
[null,"THGT_F200","THGT","F200","THGT_F200_4_8_1250_12_42_10 kW STANDARD","4_8",1250,12,"STANDARD",null,"42_10 kW",2008,null,null,null,null,null,4656.6181818181822,6962.0727272727272,7143.8909090909092,7707.545454545455,"/","3weeks",17,4.3,null,""]
[null,"THGT_F200","THGT","F200","THGT_F200_4_8_1409_6_130_33 kW STANDARD","4_8",1409,6,"STANDARD",null,"130_33 kW",6170,null,null,null,null,null,6115.5272727272722,8420.9818181818173,8602.7999999999993,9166.454545454546,"/","3weeks",37,9.1999999999999993,null,""]
[null,"THGT_F200","THGT","F200","THGT_F200_4_8_1409_9_110_27 kW STANDARD","4_8",1409,9,"STANDARD",null,"110_27 kW",5952,null,null,null,null,null,9143.7636363636357,11631.036363636362,"/",12194.690909090908,"/","7weeks",55,14.7,null,""]
[null,"THGT_F200","THGT","F200","THGT_F200_4_8_1409_9_80_20 kW STANDARD","4_8",1409,9,"STANDARD",null,"80_20 kW",5824,null,null,null,null,null,4989.3272727272724,7502.0545454545454,7683.8727272727265,8247.5272727272732,"/","3weeks",28,6.5,null,""]
[null,"THGT_F200","THGT","F200","THGT_F200_4_8_1609_3_33_8 kW STANDARD","4_8",1609,3,"STANDARD",null,"33_8 kW",2007,null,null,null,null,null,6685.454545454545,9198.181818181818,9380,9943.6545454545449,"/","7weeks",44,11,null,""]
[null,"THGT_F200","THGT","F200","THGT_F200_4_8_1609_6_110_27 kW STANDARD","4_8",1609,6,"STANDARD",null,"110_27 kW",5952,null,null,null,null,null,9351.0363636363618,12045.581818181816,"/",12609.236363636363,"/","7weeks",55,14.7,null,""]
[null,"THGT_F200","THGT","F200","THGT_F200_4_8_1609_6_80_20 kW STANDARD","4_8",1609,6,"STANDARD",null,"80_20 kW",5824,null,null,null,null,null,10281.90909090909,12976.454545454544,"/",13540.109090909091,"/","7weeks",80,20,null,""]
[null,"THGT_F200","THGT","F200","THGT_F200_4_8_1609_12_68_17 kW STANDARD","4_8",1609,12,"STANDARD",null,"68_17 kW",5782,null,null,null,null,null,14004.381818181817,16908.018181818181,"/",17471.672727272726,"/","7weeks",160,40,null,""]
[null,"THGT_F200","THGT","F200","THGT_F200_6_12_710_6_0,75_0,12 kW STANDARD","6_12",710,6,"STANDARD",null,"0,75_0,12 kW",6261,null,null,null,null,null,9560.1272727272717,12463.763636363636,"/",13027.418181818181,"/","7weeks",55,14.7,null,""]
[null,"THGT_F200","THGT","F200","THGT_F200_6_12_800_6_1,3_0,2 kW STANDARD","6_12",800,6,"STANDARD",null,"1,3_0,2 kW",2025,null,null,null,null,null,11954.709090909089,15254.709090909089,"/",15891.21818181818,"/","7weeks",110,27,null,""]
[null,"THGT_F200","THGT","F200","THGT_F200_6_12_900_6_1,3_0,2 kW STANDARD","6_12",900,6,"STANDARD",null,"1,3_0,2 kW",2025,null,null,null,null,null,8369.7999999999975,11669.799999999997,"/",12306.309090909088,"/","7weeks",68,17,null,""]
[null,"THGT_F200","THGT","F200","THGT_F200_6_12_900_9_2,2_0,37 kW STANDARD","6_12",900,9,"STANDARD",null,"2,2_0,37 kW",2027,null,null,null,null,null,8958.1454545454526,11632.690909090907,"/",12269.199999999999,"/","7weeks",110,27,null,""]
[null,"THGT_F200","THGT","F200","THGT_F200_6_12_1000_6_2,2_0,37 kW STANDARD","6_12",1000,6,"STANDARD",null,"2,2_0,37 kW",2027,null,null,null,null,null,6654.090909090909,9146.818181818182,9328.6363636363621,9965.1454545454544,"/","to be confirmed",42,10,null,""]
[null,"THGT_F200","THGT","F200","THGT_F200_6_12_1000_9_2,2_0,37 kW STANDARD","6_12",1000,9,"STANDARD",null,"2,2_0,37 kW",2027,null,null,null,null,null,9331.0363636363618,12005.581818181816,"/",12642.090909090908,"/","7weeks",55,14.7,null,""]
[null,"THGT_F200","THGT","F200","THGT_F200_6_12_1250_3_4_0,65 kW STANDARD","6_12",1250,3,"STANDARD",null,"4_0,65 kW",2029,null,null,null,null,null,11536.527272727271,14418.345454545453,"/",15054.854545454544,"/","7weeks",110,27,null,""]
[null,"THGT_F200","THGT","F200","THGT_F200_6_12_1250_6_4_0,65 kW STANDARD","6_12",1250,6,"STANDARD",null,"4_0,65 kW",2029,null,null,null,null,null,13982.563636363635,16864.381818181817,"/",17500.890909090907,"/","7weeks",160,40,null,""]
[null,"THGT_F200","THGT","F200","THGT_F200_6_12_1250_9_5,5_1 kW STANDARD","6_12",1250,9,"STANDARD",null,"5,5_1 kW",2030,null,null,null,null,null,8392.5818181818177,11274.4,"/",11910.90909090909,"/","7weeks",80,20,null,""]
[null,"THGT_F200","THGT","F200","THGT_F200_6_12_1409_6_25_4,5 kW STANDARD","6_12",1409,6,"STANDARD",null,"25_4,5 kW",2035,null,null,null,null,null,17419.672727272726,20510.581818181818,"/",21147.090909090908,"/","7weeks",130,33,null,""]
[null,"THGT_F200","THGT","F200","THGT_F200_6_12_1409_9_28_6,5 kW STANDARD","6_12",1409,9,"STANDARD",null,"28_6,5 kW",5832,null,null,null,null,null,10070.854545454544,13161.763636363634,"/",13798.272727272724,"/","7weeks",68,17,null,""]
[null,"THGT_F200","THGT","F200","THGT_F200_6_12_1609_6_25_4,5 kW STANDARD","6_12",1609,6,"STANDARD",null,"25_4,5 kW",2035,null,null,null,null,null,718.03636363636349,976.21818181818162,867.12727272727261,1021.6727272727271,"/","4weeks",0.55000000000000004,0.09,null,""]
[null,"THGT_F200","THGT","F200","THGT_F200_6_12_1609_6_55_14,7 kW STANDARD","6_12",1609,6,"STANDARD",null,"55_14,7 kW",6217,null,null,null,null,null,580.0181818181818,838.19999999999993,729.10909090909081,883.65454545454531,"/","to be confirmed",0.75,0.17,null,""]
[null,"THGT_F200","THGT","F200","THGT_F200_6_12_1609_9_37_9,2 kW STANDARD","6_12",1609,9,"STANDARD",null,"37_9,2 kW",5967,null,null,null,null,null,763.49090909090899,1067.1272727272726,958.03636363636349,1112.5818181818181,"/","4weeks",0.55000000000000004,0.09,null,""]
[null,"THGT_F200","THGT","F200","THGT_F200_6_12_1609_12_37_9,2 kW STANDARD","6_12",1609,12,"STANDARD",null,"37_9,2 kW",5967,null,null,null,null,null,635.90909090909088,939.5454545454545,830.45454545454538,984.99999999999989,"/","to be confirmed",1.1000000000000001,0.26,null,""]
[null,"THGT_F300","THGT","F300","THGT_F300_2_400_6_1,1 kW STANDARD",2,400,6,"STANDARD",null,"1,1 kW",1845,null,null,null,null,null,796.21818181818173,1132.5818181818181,1023.490909090909,1178.0363636363634,"/","4weeks",0.55000000000000004,0.09,null,""]
[null,"THGT_F300","THGT","F300","THGT_F300_2_450_6_2,2 kW STANDARD",2,450,6,"STANDARD",null,"2,2 kW",1847,null,null,null,null,null,871.76363636363635,1208.1272727272726,1099.0363636363636,1253.5818181818181,"/","4weeks",1.1000000000000001,0.18,null,""]
[null,"THGT_F300","THGT","F300","THGT_F300_2_560_6_3 kW IE3",2,560,6,"IE3",null,"3 kW",6233,null,null,null,null,null,794.5090909090909,1130.8727272727272,996.32727272727266,1176.3272727272727,"/","3weeks",2.2999999999999998,0.5,null,""]
[null,"THGT_F300","THGT","F300","THGT_F300_2_630_6_18,5 kW IE3",2,630,6,"IE3",null,"18,5 kW",6283,null,null,null,null,null,716.39999999999986,1060.0363636363636,950.94545454545448,1114.5818181818181,"/","3weeks",1.7,0.35,null,""]
[null,"THGT_F300","THGT","F300","THGT_F300_2_630_6_5,5 kW STANDARD",2,630,6,"STANDARD",null,"5,5 kW",1850,null,null,null,null,null,883.09090909090901,1268.5454545454545,1159.4545454545455,1323.090909090909,"/","4weeks",0.75,0.12,null,""]
[null,"THGT_F300","THGT","F300","THGT_F300_4_500_6_1,1 kW IE3",4,500,6,"IE3",null,"1,1 kW",5856,null,null,null,null,null,723.18181818181813,1114.090909090909,1004.9999999999999,1168.6363636363635,"/","to be confirmed",1.1000000000000001,0.26,null,""]
[null,"THGT_F300","THGT","F300","THGT_F300_4_560_6_2,2 kW IE3",4,560,6,"IE3",null,"2,2 kW",6052,null,null,null,null,null,1379.2545454545452,1770.163636363636,1635.6181818181815,1824.7090909090907,"/","5weeks",4,0.75,null,""]
[null,"THGT_F300","THGT","F300","THGT_F300_4_560_6_0,55 kW STANDARD",4,560,6,"STANDARD",null,"0,55 kW",1856,null,null,null,null,null,1028.1090909090908,1419.0181818181818,1284.4727272727273,1473.5636363636363,"/","3weeks",4,0.75,null,""]
[null,"THGT_F300","THGT","F300","THGT_F300_4_630_6_1,5 kW IE3",4,630,6,"IE3",null,"1,5 kW",5864,null,null,null,null,null,959.0363636363636,1382.6727272727271,1273.5818181818181,1437.2181818181818,"/","4weeks",1.1000000000000001,0.18,null,""]
[null,"THGT_F300","THGT","F300","THGT_F300_4_710_3_0,75 kW STANDARD",4,710,3,"STANDARD",null,"0,75 kW",1857,null,null,null,null,null,1060.8363636363636,1484.4727272727273,1349.9272727272728,1539.0181818181818,"/","3weeks",4,0.75,null,""]
[null,"THGT_F300","THGT","F300","THGT_F300_4_710_3_1,1 kW STANDARD",4,710,3,"STANDARD",null,"1,1 kW",1858,null,null,null,null,null,1302.8727272727269,1726.5090909090907,1591.9636363636362,1781.0545454545452,"/","3weeks",4,0.75,null,""]
[null,"THGT_F300","THGT","F300","THGT_F300_4_710_6_3 kW STANDARD",4,710,6,"STANDARD",null,"3 kW",1861,null,null,null,null,null,1247.6181818181817,1718.5272727272727,1583.9818181818182,1773.0727272727272,"/","3weeks",3,0.55000000000000004,null,""]
[null,"THGT_F300","THGT","F300","THGT_F300_4_800_3_5,5 kW IE3",4,800,3,"IE3",null,"5,5 kW",5987,null,null,null,null,null,1188.0181818181818,1658.9272727272728,1520.7454545454545,1713.4727272727273,"/","to be confirmed",5,1,null,""]
[null,"THGT_F300","THGT","F300","THGT_F300_4_800_6_1,5 kW IE3",4,800,6,"IE3",null,"1,5 kW",5864,null,null,null,null,null,1197.3999999999999,1724.6727272727271,1615.5818181818179,1779.2181818181816,"/","3weeks",2.2000000000000002,0.37,null,""]
[null,"THGT_F300","THGT","F300","THGT_F300_4_800_6_3 kW STANDARD",4,800,6,"STANDARD",null,"3 kW",1861,null,null,null,null,null,1557.9272727272726,2085.2000000000003,1676.1090909090908,2139.7454545454548,"/","3weeks",5.5,1.1000000000000001,null,""]
[null,"THGT_F300","THGT","F300","THGT_F300_4_800_9_7,5 kW IE3",4,800,9,"IE3",null,"7,5 kW",6136,null,null,null,null,null,1054.2545454545455,1672.4363636363635,1563.3454545454545,1736.0727272727272,"/","3weeks",2.2000000000000002,0.37,null,""]
[null,"THGT_F300","THGT","F300","THGT_F300_4_800_9_7,5 kW STANDARD",4,800,9,"STANDARD",null,"7,5 kW",1864,null,null,null,null,null,1122.0363636363636,1740.2181818181816,1605.6727272727271,1803.8545454545454,"/","3weeks",3,0.65,null,""]
[null,"THGT_F300","THGT","F300","THGT_F300_4_900_3_7,5 kW IE3",4,900,3,"IE3",null,"7,5 kW",6136,null,null,null,null,null,1652.1636363636364,2270.3454545454547,2132.1636363636362,2333.9818181818182,"/","3weeks",5.5,1.1000000000000001,null,""]
[null,"THGT_F300","THGT","F300","THGT_F300_4_900_6_5,5 kW IE3",4,900,6,"IE3",null,"5,5 kW",5987,null,null,null,null,null,1098.1454545454544,1763.6,1654.5090909090909,1827.2363636363634,"/","to be confirmed",2.2000000000000002,0.37,null,""]
[null,"THGT_F300","THGT","F300","THGT_F300_4_900_9_15 kW IE3",4,900,9,"IE3",null,"15 kW",6239,null,null,null,null,null,1302.6545454545453,1968.1090909090908,1833.5636363636363,2031.7454545454545,"/","3weeks",4,0.75,null,""]
[null,"THGT_F300","THGT","F300","THGT_F300_4_1000_3_3 kW IE3",4,1000,3,"IE3",null,"3 kW",5898,null,null,null,null,null,1734.4363636363637,2399.8909090909092,2090.7999999999997,2463.5272727272727,"/","3weeks",8.4,2,null,""]
[null,"THGT_F300","THGT","F300","THGT_F300_4_1000_3_7,5 kW STANDARD",4,1000,3,"STANDARD",null,"7,5 kW",1864,null,null,null,null,null,3231.1636363636362,3951.1636363636367,3609.3454545454542,4014.8,"/","3weeks",17,4.3,null,""]
[null,"THGT_F300","THGT","F300","THGT_F300_4_1000_6_7,5 kW IE3",4,1000,6,"IE3",null,"7,5 kW",6136,null,null,null,null,null,1437.109090909091,2157.1090909090908,2018.9272727272728,2220.7454545454543,"/","to be confirmed",5,1,null,""]
[null,"THGT_F300","THGT","F300","THGT_F300_4_1000_9_15 kW IE3",4,1000,9,"IE3",null,"15 kW",6239,null,null,null,null,null,2083.9272727272723,2734.8363636363633,2425.7454545454539,2798.4727272727268,"/","4weeks",11,0,null,""]
[null,"THGT_F300","THGT","F300","THGT_F300_4_1000_9_15 kW STANDARD",4,1000,9,"STANDARD",null,"15 kW",1867,null,null,null,null,null,1176.5636363636363,1827.4727272727271,1692.9272727272726,1891.109090909091,"/","to be confirmed",3,0,null,""]
[null,"THGT_F300","THGT","F300","THGT_F300_4_1120_3_18,5 kW IE3",4,1120,3,"IE3",null,"18,5 kW",5844,null,null,null,null,null,1250.9090909090908,1901.8181818181818,1767.272727272727,1965.4545454545453,"/","to be confirmed",4,0,null,""]
[null,"THGT_F300","THGT","F300","THGT_F300_4_1120_3_5,5 kW STANDARD",4,1120,3,"STANDARD",null,"5,5 kW",1863,null,null,null,null,null,1514,2164.909090909091,2026.7272727272727,2228.5454545454545,"/","3weeks",5.5,0,null,""]
[null,"THGT_F300","THGT","F300","THGT_F300_4_1120_6_15 kW STANDARD",4,1120,6,"STANDARD",null,"15 kW",1867,null,null,null,null,null,1656.2727272727273,2356.272727272727,2047.181818181818,2419.909090909091,"/","3weeks",11,0,null,""]
[null,"THGT_F300","THGT","F300","THGT_F300_4_1120_9_30 kW IE3",4,1120,9,"IE3",null,"30 kW",5887,null,null,null,null,null,2229.8363636363633,2929.8363636363633,2620.7454545454539,2993.4727272727268,"/","4weeks",15,0,null,""]
[null,"THGT_F300","THGT","F300","THGT_F300_4_1120_9_45 kW STANDARD",4,1120,9,"STANDARD",null,"45 kW",1872,null,null,null,null,null,3240.454545454545,3940.454545454545,3598.6363636363635,4004.0909090909086,"/","3weeks",18.5,0,null,""]
[null,"THGT_F300","THGT","F300","THGT_F300_4_1250_3_30 kW IE3",4,1250,3,"IE3",null,"30 kW",5887,null,null,null,null,null,1502.8545454545451,2202.8545454545451,2068.3090909090906,2266.4909090909086,"/","to be confirmed",4,0,null,""]
[null,"THGT_F300","THGT","F300","THGT_F300_4_1250_6_15 kW IE3",4,1250,6,"IE3",null,"15 kW",6239,null,null,null,null,null,{"$error":"#N/A"},{"$error":"#N/A"},{"$error":"#N/A"},{"$error":"#N/A"},"/",{"$error":"#N/A"},7.5,0,null,"IF YOU NEED PRICE CONTACT SALES DEPARTMENT"]
[null,"THGT_F300","THGT","F300","THGT_F300_4_1250_6_45 kW IE3",4,1250,6,"IE3",null,"45 kW",5882,null,null,null,null,null,1785.5818181818181,2485.5818181818181,2347.4,2549.2181818181821,"/","4weeks",7.5,0,null,""]
[null,"THGT_F300","THGT","F300","THGT_F300_4_1250_9_15 kW IE3",4,1250,9,"IE3",null,"15 kW",6239,null,null,null,null,null,1894.7454545454545,2640.2,2331.1090909090908,2703.8363636363638,"/","3weeks",15,0,null,""]
[null,"THGT_F300","THGT","F300","THGT_F300_4_1250_9_18,5 kW STANDARD",4,1250,9,"STANDARD",null,"18,5 kW",1868,null,null,null,null,null,{"$error":"#N/A"},{"$error":"#N/A"},{"$error":"#N/A"},{"$error":"#N/A"},"/",{"$error":"#N/A"},18.5,0,null,"IF YOU NEED PRICE CONTACT SALES DEPARTMENT"]
[null,"THGT_F300","THGT","F300","THGT_F300_4_1250_12_37 kW IE3",4,1250,12,"IE3",null,"37 kW",5919,null,null,null,null,null,3088.1454545454544,3833.6,3491.7818181818179,3897.2363636363634,"/","4weeks",22,0,null,""]
[null,"THGT_F300","THGT","F300","THGT_F300_4_1409_3_22 kW IE3",4,1409,3,"IE3",null,"22 kW",6148,null,null,null,null,null,1831.0363636363636,2576.4909090909091,2438.3090909090911,2640.1272727272726,"/","4weeks",7.5,0,null,""]
[null,"THGT_F300","THGT","F300","THGT_F300_4_1409_3_75 kW IE3",4,1409,3,"IE3",null,"75 kW",6003,null,null,null,null,null,2334.5818181818181,3149.1272727272726,2840.0363636363631,3221.8545454545451,"/","3weeks",11,0,null,""]
[null,"THGT_F300","THGT","F300","THGT_F300_4_1409_6_55 kW IE3",4,1409,6,"IE3",null,"55 kW",5831,null,null,null,null,null,3552.8727272727269,4367.4181818181814,4025.5999999999995,4440.1454545454544,"/","4weeks",18.5,0,null,""]
[null,"THGT_F300","THGT","F300","THGT_F300_4_1409_6_75 kW IE3",4,1409,6,"IE3",null,"75 kW",6003,null,null,null,null,null,{"$error":"#N/A"},{"$error":"#N/A"},{"$error":"#N/A"},{"$error":"#N/A"},"/",{"$error":"#N/A"},4,0,null,"IF YOU NEED PRICE CONTACT SALES DEPARTMENT"]
[null,"THGT_F300","THGT","F300","THGT_F300_4_1409_6_75 kW STANDARD",4,1409,6,"STANDARD",null,"75 kW",5980,null,null,null,null,null,1485.0909090909088,2299.6363636363635,2161.454545454545,2372.363636363636,"/","3weeks",5.5,0,null,""]
[null,"THGT_F300","THGT","F300","THGT_F300_4_1409_9_90 kW IE3",4,1409,9,"IE3",null,"90 kW",6298,null,null,null,null,null,1900.1272727272728,2714.6727272727276,2576.4909090909091,2787.4,"/","4weeks",7.5,0,null,""]
[null,"THGT_F300","THGT","F300","THGT_F300_4_1409_12_110 kW IE3",4,1409,12,"IE3",null,"110 kW",5951,null,null,null,null,null,{"$error":"#N/A"},{"$error":"#N/A"},{"$error":"#N/A"},{"$error":"#N/A"},"/",{"$error":"#N/A"},15,0,null,"IF YOU NEED PRICE CONTACT SALES DEPARTMENT"]
[null,"THGT_F300","THGT","F300","THGT_F300_4_1409_12_110 kW STANDARD",4,1409,12,"STANDARD",null,"110 kW",6144,null,null,null,null,null,2162.0181818181818,3027.4727272727273,2685.6545454545453,3100.2,"/","3weeks",18.5,0,null,""]
[null,"THGT_F300","THGT","F300","THGT_F300_4_1609_3_37 kW IE3",4,1609,3,"IE3",null,"37 kW",5919,null,null,null,null,null,3208.1454545454544,4073.6,3731.7818181818179,4146.3272727272724,"/","4weeks",22,0,null,""]
[null,"THGT_F300","THGT","F300","THGT_F300_4_1609_3_110 kW STANDARD",4,1609,3,"STANDARD",null,"110 kW",6144,null,null,null,null,null,{"$error":"#N/A"},{"$error":"#N/A"},{"$error":"#N/A"},{"$error":"#N/A"},"/",{"$error":"#N/A"},30,0,null,"IF YOU NEED PRICE CONTACT SALES DEPARTMENT"]
[null,"THGT_F300","THGT","F300","THGT_F300_4_1609_6_132 kW STANDARD",4,1609,6,"STANDARD",null,"132 kW",5954,null,null,null,null,null,2360.6727272727267,3302.4909090909086,2993.3999999999996,3375.2181818181812,"/","3weeks",15,0,null,""]
[null,"THGT_F300","THGT","F300","THGT_F300_4_1609_9_160 kW IE3",4,1609,9,"IE3",null,"160 kW",6139,null,null,null,null,null,3680.145454545454,4621.9636363636355,4280.1454545454544,4694.6909090909085,"/","4weeks",18.5,0,null,""]
[null,"THGT_F300","THGT","F300","THGT_F300_4_1609_9_75 kW IE3",4,1609,9,"IE3",null,"75 kW",6003,null,null,null,null,null,3482.272727272727,4424.090909090909,4082.272727272727,4496.8181818181811,"/","3weeks",18.5,0,null,""]
[null,"THGT_F300","THGT","F300","THGT_F300_4_1609_12_132 kW IE3",4,1609,12,"IE3",null,"132 kW",5789,null,null,null,null,null,2764.1454545454544,3705.9636363636359,3364.1454545454544,3778.6909090909085,"/","3weeks",30,0,null,""]
[null,"THGT_F300","THGT","F300","THGT_F300_6_560_6_0,55 kW STANDARD",6,560,6,"STANDARD",null,"0,55 kW",1873,null,null,null,null,null,4856.6727272727267,5798.4909090909086,5389.4,5871.2181818181816,"/","3weeks",37,0,null,""]
[null,"THGT_F300","THGT","F300","THGT_F300_6_630_6_0,55 kW STANDARD",6,630,6,"STANDARD",null,"0,55 kW",5829,null,null,null,null,null,4746.2909090909088,5688.1090909090908,5279.0181818181818,5760.8363636363629,"/","4weeks",45,0,null,""]
[null,"THGT_F300","THGT","F300","THGT_F300_6_710_6_1,1 kW IE3",6,710,6,"IE3",null,"1,1 kW",6165,null,null,null,null,null,3765.5999999999995,4792.8727272727265,4451.0545454545454,4865.5999999999995,"/","4weeks",18.5,0,null,""]
[null,"THGT_F300","THGT","F300","THGT_F300_6_800_6_1,1 kW IE3",6,800,6,"IE3",null,"1,1 kW",6165,null,null,null,null,null,4496.5090909090904,5523.7818181818175,5181.9636363636355,5596.5090909090904,"/","4weeks",30,0,null,""]
[null,"THGT_F300","THGT","F300","THGT_F300_6_800_9_1,1 kW IE3",6,800,9,"IE3",null,"1,1 kW",6165,null,null,null,null,null,{"$error":"#N/A"},{"$error":"#N/A"},{"$error":"#N/A"},{"$error":"#N/A"},"/",{"$error":"#N/A"},45,0,null,"IF YOU NEED PRICE CONTACT SALES DEPARTMENT"]
[null,"THGT_F300","THGT","F300","THGT_F300_6_800_9_1,5 kW STANDARD",6,800,9,"STANDARD",null,"1,5 kW",1876,null,null,null,null,null,{"$error":"#N/A"},{"$error":"#N/A"},{"$error":"#N/A"},{"$error":"#N/A"},"/",{"$error":"#N/A"},11,0,null,"IF YOU NEED PRICE CONTACT SALES DEPARTMENT"]
[null,"THGT_F300","THGT","F300","THGT_F300_6_900_6_2,2 kW IE3",6,900,6,"IE3",null,"2,2 kW",6181,null,null,null,null,null,2260.6727272727271,3102.4909090909086,2793.3999999999996,3175.2181818181812,"/","3weeks",15,0,null,""]
[null,"THGT_F300","THGT","F300","THGT_F300_6_900_6_3 kW IE3",6,900,6,"IE3",null,"3 kW",5884,null,null,null,null,null,2494.5090909090909,3336.3272727272724,3027.2363636363634,3409.0545454545454,"/","3weeks",15,0,null,""]
[null,"THGT_F300","THGT","F300","THGT_F300_6_900_9_5,5 kW STANDARD",6,900,9,"STANDARD",null,"5,5 kW",1880,null,null,null,null,null,3184.5090909090909,4026.3272727272724,3684.5090909090904,4099.0545454545454,"/","4weeks",22,0,null,""]
[null,"THGT_F300","THGT","F300","THGT_F300_6_1000_6_3 kW IE3",6,1000,6,"IE3",null,"3 kW",5884,null,null,null,null,null,{"$error":"#N/A"},{"$error":"#N/A"},{"$error":"#N/A"},{"$error":"#N/A"},"/",{"$error":"#N/A"},7.5,0,null,"IF YOU NEED PRICE CONTACT SALES DEPARTMENT"]
[null,"THGT_F300","THGT","F300","THGT_F300_6_1000_6_4 kW STANDARD",6,1000,6,"STANDARD",null,"4 kW",1879,null,null,null,null,null,2042.0181818181818,2934.7454545454543,2625.6545454545453,3007.4727272727273,"/","3weeks",15,0,null,""]
[null,"THGT_F300","THGT","F300","THGT_F300_6_1000_9_4 kW STANDARD",6,1000,9,"STANDARD",null,"4 kW",1879,null,null,null,null,null,3068.4545454545455,3961.181818181818,3619.363636363636,4033.9090909090905,"/","4weeks",18.5,0,null,""]
[null,"THGT_F300","THGT","F300","THGT_F300_6_1120_3_2,2 kW STANDARD",6,1120,3,"STANDARD",null,"2,2 kW",1877,null,null,null,null,null,3630.9636363636359,4523.6909090909085,4181.8727272727265,4596.4181818181814,"/","3weeks",22,0,null,""]
[null,"THGT_F300","THGT","F300","THGT_F300_6_1120_3_3 kW STANDARD",6,1120,3,"STANDARD",null,"3 kW",1878,null,null,null,null,null,3846.6363636363635,4739.363636363636,4397.545454545454,4812.090909090909,"/","4weeks",22,0,null,""]
[null,"THGT_F300","THGT","F300","THGT_F300_6_1250_3_7,5 kW STANDARD",6,1250,3,"STANDARD",null,"7,5 kW",1881,null,null,null,null,null,{"$error":"#N/A"},{"$error":"#N/A"},{"$error":"#N/A"},{"$error":"#N/A"},"/",{"$error":"#N/A"},45,0,null,"IF YOU NEED PRICE CONTACT SALES DEPARTMENT"]
[null,"THGT_F300","THGT","F300","THGT_F300_6_1250_6_5,5 kW STANDARD",6,1250,6,"STANDARD",null,"5,5 kW",1880,null,null,null,null,null,2498.9272727272723,3468.0181818181813,3158.9272727272723,3540.7454545454539,"/","4weeks",15,0,null,""]
[null,"THGT_F300","THGT","F300","THGT_F300_6_1250_9_22 kW IE3",6,1250,9,"IE3",null,"22 kW",6097,null,null,null,null,null,2265.6545454545453,3234.7454545454543,2892.9272727272728,3307.4727272727273,"/","3weeks",18.5,0,null,""]
[null,"THGT_F300","THGT","F300","THGT_F300_6_1250_9_7,5 kW STANDARD",6,1250,9,"STANDARD",null,"7,5 kW",1881,null,null,null,null,null,3311.7818181818179,4280.8727272727274,3939.054545454545,4353.5999999999995,"/","4weeks",22,0,null,""]
[null,"THGT_F300","THGT","F300","THGT_F300_6_1409_3_18,5 kW STANDARD",6,1409,3,"STANDARD",null,"18,5 kW",1885,null,null,null,null,null,3612.8909090909087,4581.9818181818182,4240.1636363636362,4654.7090909090912,"/","3weeks",30,0,null,""]
[null,"THGT_F300","THGT","F300","THGT_F300_6_1409_6_45 kW IE3",6,1409,6,"IE3",null,"45 kW",6241,null,null,null,null,null,4883.9454545454546,5853.0363636363636,5443.9454545454546,5925.7636363636357,"/","3weeks",37,0,null,""]
[null,"THGT_F300","THGT","F300","THGT_F300_6_1409_9_15 kW IE3",6,1409,9,"IE3",null,"15 kW",5808,null,null,null,null,null,10290.054545454546,13402.781818181818,"/",13966.436363636363,"/","7weeks",110,0,null,""]
[null,"THGT_F300","THGT","F300","THGT_F300_6_1409_9_22 kW IE3",6,1409,9,"IE3",null,"22 kW",6097,null,null,null,null,null,11392.199999999999,14504.927272727271,"/",15068.581818181816,"/","7weeks",110,0,null,""]
[null,"THGT_F300","THGT","F300","THGT_F300_6_1409_12_30 kW IE3",6,1409,12,"IE3",null,"30 kW",6120,null,null,null,null,null,14901.109090909091,18013.836363636365,"/",18577.49090909091,"/","7weeks",160,0,null,""]
[null,"THGT_F300","THGT","F300","THGT_F300_6_1409_12_22 kW STANDARD",6,1409,12,"STANDARD",null,"22 kW",1886,null,null,null,null,null,7994.4181818181814,11107.145454545454,"/",11670.8,"/","7weeks",55,0,null,""]
[null,"THGT_F300","THGT","F300","THGT_F300_6_1609_3_22 kW IE3",6,1609,3,"IE3",null,"22 kW",6097,null,null,null,null,null,12079.690909090908,15192.418181818181,"/",15756.072727272725,"/","7weeks",75,0,null,""]
[null,"THGT_F300","THGT","F300","THGT_F300_6_1609_3_37 kW STANDARD",6,1609,3,"STANDARD",null,"37 kW",6207,null,null,null,null,null,{"$error":"#N/A"},{"$error":"#N/A"},{"$error":"#N/A"},{"$error":"#N/A"},"/",{"$error":"#N/A"},18.5,0,null,"IF YOU NEED PRICE CONTACT SALES DEPARTMENT"]
[null,"THGT_F300","THGT","F300","THGT_F300_6_1609_6_55 kW IE3",6,1609,6,"IE3",null,"55 kW",5903,null,null,null,null,null,{"$error":"#N/A"},{"$error":"#N/A"},{"$error":"#N/A"},{"$error":"#N/A"},"/",{"$error":"#N/A"},22,0,null,"IF YOU NEED PRICE CONTACT SALES DEPARTMENT"]
[null,"THGT_F300","THGT","F300","THGT_F300_6_1609_6_75 kW STANDARD",6,1609,6,"STANDARD",null,"75 kW",5874,null,null,null,null,null,5019.454545454545,7324.9090909090901,7506.7272727272721,8070.3818181818178,"/","4weeks",30,0,null,""]
[null,"THGT_F300","THGT","F300","THGT_F300_6_1609_9_30 kW STANDARD",6,1609,9,"STANDARD",null,"30 kW",5774,null,null,null,null,null,6238.4363636363632,8543.8909090909074,8725.7090909090894,9289.3636363636342,"/","4weeks",37,0,null,""]
[null,"THGT_F300","THGT","F300","THGT_F300_6_1609_9_55 kW STANDARD",6,1609,9,"STANDARD",null,"55 kW",6157,null,null,null,null,null,{"$error":"#N/A"},{"$error":"#N/A"},{"$error":"#N/A"},{"$error":"#N/A"},"/",{"$error":"#N/A"},45,0,null,"IF YOU NEED PRICE CONTACT SALES DEPARTMENT"]
[null,"THGT_F300","THGT","F300","THGT_F300_6_1609_12_37 kW STANDARD",6,1609,12,"STANDARD",null,"37 kW",6207,null,null,null,null,null,7849.4727272727268,10336.745454545453,"/",10900.4,"/","7weeks",75,0,null,""]
[null,"THGT_F300","THGT","F300","THGT_F300_2_4_400_6_1,1_0,25 kW STANDARD","2_4",400,6,"STANDARD",null,"1,1_0,25 kW",2036,null,null,null,null,null,11454.236363636363,13941.50909090909,"/",14505.163636363635,"/","7weeks",75,0,null,""]
[null,"THGT_F300","THGT","F300","THGT_F300_2_4_450_6_3,1_0,8 kW STANDARD","2_4",450,6,"STANDARD",null,"3,1_0,8 kW",6255,null,null,null,null,null,10487.072727272727,13181.618181818181,"/",13745.272727272728,"/","7weeks",132,0,null,""]
[null,"THGT_F300","THGT","F300","THGT_F300_2_4_500_6_4,4_1,1 kW STANDARD","2_4",500,6,"STANDARD",null,"4,4_1,1 kW",6010,null,null,null,null,null,4996.5272727272722,7509.2545454545452,7691.0727272727272,8254.7272727272721,"/","3weeks",30,0,null,""]
[null,"THGT_F300","THGT","F300","THGT_F300_2_4_630_6_12_3 kW STANDARD","2_4",630,6,"STANDARD",null,"12_3 kW",2043,null,null,null,null,null,4869.2,7381.9272727272719,7563.745454545453,8127.3999999999987,"/","7weeks",45,0,null,""]
[null,"THGT_F300","THGT","F300","THGT_F300_2_4_630_6_6_1,5 kW STANDARD","2_4",630,6,"STANDARD",null,"6_1,5 kW",6200,null,null,null,null,null,6988.3272727272724,9501.0545454545445,9682.8727272727265,10246.527272727271,"/","4weeks",45,0,null,""]
[null,"THGT_F300","THGT","F300","THGT_F300_4_6_560_6_0,55_0,2 kW STANDARD","4_6",560,6,"STANDARD",null,"0,55_0,2 kW",2061,null,null,null,null,null,8539.3454545454533,11233.890909090907,"/",11797.545454545452,"/","7weeks",75,0,null,""]
[null,"THGT_F300","THGT","F300","THGT_F300_4_6_630_6_0,75_0,25 kW STANDARD","4_6",630,6,"STANDARD",null,"0,75_0,25 kW",2062,null,null,null,null,null,8768.9454545454537,11463.490909090908,"/",12027.145454545454,"/","7weeks",90,0,null,""]
[null,"THGT_F300","THGT","F300","THGT_F300_4_6_710_3_1,1_0,3 kW STANDARD","4_6",710,3,"STANDARD",null,"1,1_0,3 kW",2063,null,null,null,null,null,10080.963636363636,12984.6,"/",13548.254545454545,"/","7weeks",110,0,null,""]
[null,"THGT_F300","THGT","F300","THGT_F300_4_6_710_6_3_1 kW STANDARD","4_6",710,6,"STANDARD",null,"3_1 kW",2066,null,null,null,null,null,13487.490909090908,16391.12727272727,"/",16954.781818181815,"/","7weeks",132,0,null,""]
[null,"THGT_F300","THGT","F300","THGT_F300_4_6_800_6_1,5_0,37 kW STANDARD","4_6",800,6,"STANDARD",null,"1,5_0,37 kW",2064,null,null,null,null,null,16371.199999999999,19274.836363636361,"/",19838.490909090906,"/","7weeks",160,0,null,""]
[null,"THGT_F300","THGT","F300","THGT_F300_4_6_800_9_6_2,2 kW STANDARD","4_6",800,9,"STANDARD",null,"6_2,2 kW",2068,null,null,null,null,null,6597.7272727272721,9501.363636363636,"/",10065.018181818181,"/","7weeks",55,0,null,""]
[null,"THGT_F300","THGT","F300","THGT_F300_4_6_900_6_4,5_1,5 kW STANDARD","4_6",900,6,"STANDARD",null,"4,5_1,5 kW",2067,null,null,null,null,null,11870.599999999999,14774.236363636363,"/",15337.890909090907,"/","7weeks",75,0,null,""]
[null,"THGT_F300","THGT","F300","THGT_F300_4_6_900_9_16_6,5 kW STANDARD","4_6",900,9,"STANDARD",null,"16_6,5 kW",2071,null,null,null,null,null,10264.054545454544,13167.690909090907,"/",13731.345454545453,"/","7weeks",90,0,null,""]
[null,"THGT_F300","THGT","F300","THGT_F300_4_6_1000_6_20_8,5 kW STANDARD","4_6",1000,6,"STANDARD",null,"20_8,5 kW",2072,null,null,null,null,null,13099.872727272726,16399.872727272726,"/",17036.381818181817,"/","7weeks",132,0,null,""]
[null,"THGT_F300","THGT","F300","THGT_F300_4_6_1000_6_4,5_1,5 kW STANDARD","4_6",1000,6,"STANDARD",null,"4,5_1,5 kW",2067,null,null,null,null,null,13883.854545454544,17183.854545454542,"/",17820.363636363632,"/","7weeks",132,0,null,""]
[null,"THGT_F300","THGT","F300","THGT_F300_4_6_1120_3_14_4,5 kW STANDARD","4_6",1120,3,"STANDARD",null,"14_4,5 kW",2070,null,null,null,null,null,17710.290909090909,21010.290909090909,"/",21646.799999999999,"/","7weeks",160,0,null,""]
[null,"THGT_F300","THGT","F300","THGT_F300_4_6_1120_9_14_4,5 kW STANDARD","4_6",1120,9,"STANDARD",null,"14_4,5 kW",2070,null,null,null,null,null,9259.2545454545452,11933.8,"/",12570.30909090909,"/","7weeks",110,0,null,""]
[null,"THGT_F300","THGT","F300","THGT_F300_4_6_1120_9_16_6,5 kW STANDARD","4_6",1120,9,"STANDARD",null,"16_6,5 kW",2071,null,null,null,null,null,9851.8727272727283,12526.418181818182,"/",13162.927272727273,"/","7weeks",110,0,null,""]
[null,"THGT_F300","THGT","F300","THGT_F300_4_6_1250_3_20_8,5 kW STANDARD","4_6",1250,3,"STANDARD",null,"20_8,5 kW",2072,null,null,null,null,null,12474.418181818181,15148.963636363636,"/",15785.472727272727,"/","7weeks",132,0,null,""]
[null,"THGT_F300","THGT","F300","THGT_F300_4_6_1250_9_14_4,5 kW STANDARD","4_6",1250,9,"STANDARD",null,"14_4,5 kW",2070,null,null,null,null,null,6341.5636363636349,8834.290909090907,9016.109090909089,9652.6181818181794,"/","4weeks",45,0,null,""]
[null,"THGT_F300","THGT","F300","THGT_F300_4_6_1250_9_26_9 kW STANDARD","4_6",1250,9,"STANDARD",null,"26_9 kW",2073,null,null,null,null,null,6687.4181818181814,9180.1454545454544,9361.9636363636346,9998.4727272727268,"/","4weeks",45,0,null,""]
[null,"THGT_F300","THGT","F300","THGT_F300_4_6_1409_3_40_14 kW STANDARD","4_6",1409,3,"STANDARD",null,"40_14 kW",2075,null,null,null,null,null,11641.50909090909,14316.054545454544,"/",14952.563636363635,"/","7weeks",75,0,null,""]
[null,"THGT_F300","THGT","F300","THGT_F300_4_6_1409_6_70_25 kW STANDARD","4_6",1409,6,"STANDARD",null,"70_25 kW",6309,null,null,null,null,null,10059.145454545454,12940.963636363636,"/",13577.472727272727,"/","7weeks",110,0,null,""]
[null,"THGT_F300","THGT","F300","THGT_F300_4_6_1409_6_80_28 kW STANDARD","4_6",1409,6,"STANDARD",null,"80_28 kW",6100,null,null,null,null,null,11823.654545454545,14705.472727272727,"/",15341.981818181817,"/","7weeks",110,0,null,""]
[null,"THGT_F300","THGT","F300","THGT_F300_4_6_1409_9_95_34 kW STANDARD","4_6",1409,9,"STANDARD",null,"95_34 kW",6288,null,null,null,null,null,15812.890909090907,18694.709090909091,"/",19331.218181818182,"/","7weeks",132,0,null,""]
[null,"THGT_F300","THGT","F300","THGT_F300_4_6_1609_3_70_25 kW STANDARD","4_6",1609,3,"STANDARD",null,"70_25 kW",6309,null,null,null,null,null,8764.5818181818177,11646.4,"/",12282.90909090909,"/","7weeks",55,0,null,""]
[null,"THGT_F300","THGT","F300","THGT_F300_4_6_1609_3_80_28 kW STANDARD","4_6",1609,3,"STANDARD",null,"80_28 kW",6100,null,null,null,null,null,8244.0181818181809,11125.836363636363,"/",11762.345454545453,"/","7weeks",75,0,null,""]
[null,"THGT_F300","THGT","F300","THGT_F300_4_6_1609_9_70_25 kW STANDARD","4_6",1609,9,"STANDARD",null,"70_25 kW",6309,null,null,null,null,null,9675.6181818181813,12766.527272727271,"/",13403.036363636362,"/","7weeks",110,0,null,""]
[null,"THGT_F300","THGT","F300","THGT_F300_4_6_1609_12_95_34 kW STANDARD","4_6",1609,12,"STANDARD",null,"95_34 kW",6288,null,null,null,null,null,13674.763636363636,16765.672727272726,"/",17402.181818181816,"/","7weeks",132,0,null,""]
[null,"THGT_F300","THGT","F300","THGT_F300_4_8_560_6_0,55_0,09 kW STANDARD","4_8",560,6,"STANDARD",null,"0,55_0,09 kW",2045,null,null,null,null,null,14006.072727272727,17096.981818181815,"/",17733.49090909091,"/","7weeks",160,0,null,""]
[null,"THGT_F300","THGT","F300","THGT_F300_4_8_630_6_1,5_0,25 kW STANDARD","4_8",630,6,"STANDARD",null,"1,5_0,25 kW",2048,null,null,null,null,null,12057.872727272726,15148.781818181817,"/",15785.290909090907,"/","7weeks",75,0,null,""]
[null,"THGT_F300","THGT","F300","THGT_F300_4_8_710_3_3_0,55 kW STANDARD","4_8",710,3,"STANDARD",null,"3_0,55 kW",2050,null,null,null,null,null,426.30909090909086,664.4909090909091,555.4,709.94545454545448,"/","3weeks",0.25,0,null,""]
[null,"THGT_F300","THGT","F300","THGT_F300_4_8_710_6_2,2_0,37 kW STANDARD","4_8",710,6,"STANDARD",null,"2,2_0,37 kW",2049,null,null,null,null,null,435.4,682.67272727272723,573.58181818181822,728.12727272727273,"/","3weeks",0.25,0,null,""]
[null,"THGT_F300","THGT","F300","THGT_F300_4_8_800_6_3_0,55 kW STANDARD","4_8",800,6,"STANDARD",null,"3_0,55 kW",2050,null,null,null,null,null,465.21818181818179,723.4,614.30909090909086,768.85454545454536,"/","3weeks",0.55000000000000004,0,null,""]
[null,"THGT_F300","THGT","F300","THGT_F300_4_8_800_9_3_0,55 kW STANDARD","4_8",800,9,"STANDARD",null,"3_0,55 kW",2050,null,null,null,null,null,{"$error":"#N/A"},{"$error":"#N/A"},{"$error":"#N/A"},{"$error":"#N/A"},"/",{"$error":"#N/A"},0.75,0,null,"IF YOU NEED PRICE CONTACT SALES DEPARTMENT"]
[null,"THGT_F300","THGT","F300","THGT_F300_4_8_900_3_7,5_1,5 kW STANDARD","4_8",900,3,"STANDARD",null,"7,5_1,5 kW",2053,null,null,null,null,null,576.47272727272718,834.65454545454543,725.56363636363631,880.10909090909081,"/","to be confirmed",1.1000000000000001,0,null,""]
[null,"THGT_F300","THGT","F300","THGT_F300_4_8_900_9_17_4,3 kW STANDARD","4_8",900,9,"STANDARD",null,"17_4,3 kW",2055,null,null,null,null,null,{"$error":"#N/A"},{"$error":"#N/A"},{"$error":"#N/A"},{"$error":"#N/A"},"/",{"$error":"#N/A"},0.75,0,null,"IF YOU NEED PRICE CONTACT SALES DEPARTMENT"]
[null,"THGT_F300","THGT","F300","THGT_F300_4_8_1000_3_2,2_0,37 kW STANDARD","4_8",1000,3,"STANDARD",null,"2,2_0,37 kW",2049,null,null,null,null,null,776.05454545454552,1079.6909090909091,970.6,1125.1454545454546,"/","to be confirmed",0.75,0,null,""]
[null,"THGT_F300","THGT","F300","THGT_F300_4_8_1000_6_20_5 kW STANDARD","4_8",1000,6,"STANDARD",null,"20_5 kW",2056,null,null,null,null,null,{"$error":"#N/A"},{"$error":"#N/A"},{"$error":"#N/A"},{"$error":"#N/A"},"/",{"$error":"#N/A"},1.5,0,null,"IF YOU NEED PRICE CONTACT SALES DEPARTMENT"]
[null,"THGT_F300","THGT","F300","THGT_F300_4_8_1000_9_5,5_1,1 kW STANDARD","4_8",1000,9,"STANDARD",null,"5,5_1,1 kW",2052,null,null,null,null,null,738.16363636363633,1041.8,932.70909090909083,1087.2545454545455,"/","to be confirmed",2.2000000000000002,0,null,""]
[null,"THGT_F300","THGT","F300","THGT_F300_4_8_1120_3_17_4,3 kW STANDARD","4_8",1120,3,"STANDARD",null,"17_4,3 kW",2055,null,null,null,null,null,560,896.36363636363626,787.27272727272725,941.81818181818176,"/","3weeks",0.75,0,null,""]
[null,"THGT_F300","THGT","F300","THGT_F300_4_8_1120_6_7,5_1,5 kW STANDARD","4_8",1120,6,"STANDARD",null,"7,5_1,5 kW",2053,null,null,null,null,null,779.21818181818173,1115.5818181818179,1006.4909090909089,1161.0363636363634,"/","3weeks",1.1000000000000001,0,null,""]
[null,"THGT_F300","THGT","F300","THGT_F300_4_8_1120_9_28_6,5 kW STANDARD","4_8",1120,9,"STANDARD",null,"28_6,5 kW",2057,null,null,null,null,null,864.5454545454545,1200.9090909090908,1091.8181818181818,1246.3636363636363,"/","to be confirmed",1.5,0,null,""]
[null,"THGT_F300","THGT","F300","THGT_F300_4_8_1250_3_30_8 kW STANDARD","4_8",1250,3,"STANDARD",null,"30_8 kW",2058,null,null,null,null,null,{"$error":"#N/A"},{"$error":"#N/A"},{"$error":"#N/A"},{"$error":"#N/A"},"/",{"$error":"#N/A"},3,0,null,"IF YOU NEED PRICE CONTACT SALES DEPARTMENT"]
[null,"THGT_F300","THGT","F300","THGT_F300_4_8_1250_6_44_11 kW STANDARD","4_8",1250,6,"STANDARD",null,"44_11 kW",2060,null,null,null,null,null,{"$error":"#N/A"},{"$error":"#N/A"},{"$error":"#N/A"},{"$error":"#N/A"},"/",{"$error":"#N/A"},1.1000000000000001,0,null,"IF YOU NEED PRICE CONTACT SALES DEPARTMENT"]
[null,"THGT_F300","THGT","F300","THGT_F300_4_8_1250_9_28_6,5 kW STANDARD","4_8",1250,9,"STANDARD",null,"28_6,5 kW",2057,null,null,null,null,null,{"$error":"#N/A"},{"$error":"#N/A"},{"$error":"#N/A"},{"$error":"#N/A"},"/",{"$error":"#N/A"},1.5,0,null,"IF YOU NEED PRICE CONTACT SALES DEPARTMENT"]
[null,"THGT_F300","THGT","F300","THGT_F300_4_8_1250_12_37_9,2 kW STANDARD","4_8",1250,12,"STANDARD",null,"37_9,2 kW",2059,null,null,null,null,null,{"$error":"#N/A"},{"$error":"#N/A"},{"$error":"#N/A"},{"$error":"#N/A"},"/",{"$error":"#N/A"},3,0,null,"IF YOU NEED PRICE CONTACT SALES DEPARTMENT"]
[null,"THGT_F300","THGT","F300","THGT_F300_4_8_1409_3_28_6,5 kW STANDARD","4_8",1409,3,"STANDARD",null,"28_6,5 kW",2057,null,null,null,null,null,861.67272727272712,1247.1272727272726,1138.0363636363634,1301.6727272727271,"/","to be confirmed",1.1000000000000001,0,null,""]
[null,"THGT_F300","THGT","F300","THGT_F300_4_8_1409_6_37_9,2 kW STANDARD","4_8",1409,6,"STANDARD",null,"37_9,2 kW",2059,null,null,null,null,null,1188.3090909090906,1573.7636363636361,1439.2181818181816,1628.3090909090906,"/","to be confirmed",4,0,null,""]
[null,"THGT_F300","THGT","F300","THGT_F300_4_8_1409_9_44_11 kW STANDARD","4_8",1409,9,"STANDARD",null,"44_11 kW",2060,null,null,null,null,null,654.07272727272721,1044.9818181818182,935.89090909090908,1099.5272727272727,"/","3weeks",1.5,0,null,""]
[null,"THGT_F300","THGT","F300","THGT_F300_4_8_1409_12_160_40 kW STANDARD","4_8",1409,12,"STANDARD",null,"160_40 kW",6253,null,null,null,null,null,793.18181818181813,1184.090909090909,1075,1238.6363636363635,"/","3weeks",2.2000000000000002,0,null,""]
[null,"THGT_F300","THGT","F300","THGT_F300_4_8_1609_3_55_14,7 kW STANDARD","4_8",1609,3,"STANDARD",null,"55_14,7 kW",6102,null,null,null,null,null,990.90909090909088,1381.8181818181818,1247.2727272727273,1436.3636363636363,"/","to be confirmed",4,0,null,""]
[null,"THGT_F300","THGT","F300","THGT_F300_4_8_1609_6_80_20 kW STANDARD","4_8",1609,6,"STANDARD",null,"80_20 kW",6267,null,null,null,null,null,1214.7636363636364,1636.5818181818181,1502.0363636363636,1691.1272727272726,"/","to be confirmed",3,0,null,""]
[null,"THGT_F300","THGT","F300","THGT_F300_6_12_560_6_0,55_0,09 kW STANDARD","6_12",560,6,"STANDARD",null,"0,55_0,09 kW",2076,null,null,null,null,null,{"$error":"#N/A"},{"$error":"#N/A"},{"$error":"#N/A"},{"$error":"#N/A"},"/",{"$error":"#N/A"},1.5,0,null,"IF YOU NEED PRICE CONTACT SALES DEPARTMENT"]
[null,"THGT_F300","THGT","F300","THGT_F300_6_12_710_3_0,55_0,09 kW STANDARD","6_12",710,3,"STANDARD",null,"0,55_0,09 kW",2076,null,null,null,null,null,733.12727272727273,1156.7636363636364,1047.6727272727273,1211.3090909090909,"/","3weeks",1.5,0,null,""]
[null,"THGT_F300","THGT","F300","THGT_F300_6_12_800_3_0,55_0,09 kW STANDARD","6_12",800,3,"STANDARD",null,"0,55_0,09 kW",2076,null,null,null,null,null,858.16363636363633,1281.8,1172.7090909090907,1336.3454545454545,"/","to be confirmed",2.2000000000000002,0,null,""]
[null,"THGT_F300","THGT","F300","THGT_F300_6_12_800_9_0,75_0,12 kW STANDARD","6_12",800,9,"STANDARD",null,"0,75_0,12 kW",2077,null,null,null,null,null,1216.5818181818181,1640.2181818181816,1505.6727272727271,1694.7636363636361,"/","to be confirmed",3,0,null,""]
[null,"THGT_F300","THGT","F300","THGT_F300_6_12_900_6_2,2_0,37 kW STANDARD","6_12",900,6,"STANDARD",null,"2,2_0,37 kW",2080,null,null,null,null,null,904.89090909090896,1328.5272727272727,1190.3454545454545,1383.0727272727272,"/","3weeks",5.5,0,null,""]
[null,"THGT_F300","THGT","F300","THGT_F300_6_12_900_9_3_0,55 kW STANDARD","6_12",900,9,"STANDARD",null,"3_0,55 kW",2081,null,null,null,null,null,734.07272727272721,1204.9818181818182,1095.890909090909,1259.5272727272727,"/","3weeks",1.5,0,null,""]
[null,"THGT_F300","THGT","F300","THGT_F300_6_12_1000_6_2,2_0,37 kW STANDARD","6_12",1000,6,"STANDARD",null,"2,2_0,37 kW",2080,null,null,null,null,null,905.43636363636358,1376.3454545454545,1267.2545454545455,1430.890909090909,"/","to be confirmed",2.2000000000000002,0,null,""]
[null,"THGT_F300","THGT","F300","THGT_F300_6_12_1000_9_6_1,2 kW STANDARD","6_12",1000,9,"STANDARD",null,"6_1,2 kW",2083,null,null,null,null,null,1263.8545454545454,1734.7636363636361,1600.2181818181816,1789.3090909090909,"/","to be confirmed",3,0,null,""]
[null,"THGT_F300","THGT","F300","THGT_F300_6_12_1250_6_6_1,2 kW STANDARD","6_12",1250,6,"STANDARD",null,"6_1,2 kW",2083,null,null,null,null,null,1334,1804.9090909090908,1666.7272727272727,1859.4545454545455,"/","3weeks",5.5,0,null,""]
[null,"THGT_F300","THGT","F300","THGT_F300_6_12_1250_9_12_2,4 kW STANDARD","6_12",1250,9,"STANDARD",null,"12_2,4 kW",2085,null,null,null,null,null,{"$error":"#N/A"},{"$error":"#N/A"},{"$error":"#N/A"},{"$error":"#N/A"},"/",{"$error":"#N/A"},7.5,0,null,"IF YOU NEED PRICE CONTACT SALES DEPARTMENT"]
[null,"THGT_F300","THGT","F300","THGT_F300_6_12_1409_6_17_4,3 kW STANDARD","6_12",1409,6,"STANDARD",null,"17_4,3 kW",2086,null,null,null,null,null,887.47272727272718,1414.7454545454545,1280.1999999999998,1469.2909090909091,"/","3weeks",3,0,null,""]
[null,"THGT_F300","THGT","F300","THGT_F300_6_12_1409_6_20_5 kW STANDARD","6_12",1409,6,"STANDARD",null,"20_5 kW",2087,null,null,null,null,null,{"$error":"#N/A"},{"$error":"#N/A"},{"$error":"#N/A"},{"$error":"#N/A"},"/",{"$error":"#N/A"},3,0,null,"IF YOU NEED PRICE CONTACT SALES DEPARTMENT"]
[null,"THGT_F300","THGT","F300","THGT_F300_6_12_1409_12_20_5 kW STANDARD","6_12",1409,12,"STANDARD",null,"20_5 kW",2087,null,null,null,null,null,1330.1272727272726,1857.3999999999996,1722.8545454545451,1911.9454545454544,"/","to be confirmed",4,0,null,""]
[null,"THGT_F300","THGT","F300","THGT_F300_6_12_1609_6_28_6,5 kW STANDARD","6_12",1609,6,"STANDARD",null,"28_6,5 kW",2088,null,null,null,null,null,1526.7272727272727,2054,1915.8181818181818,2108.5454545454545,"/","3weeks",7.5,0,null,""]
[null,"THGT_F300","THGT","F300","THGT_F300_6_12_1609_6_35_8 kW STANDARD","6_12",1609,6,"STANDARD",null,"35_8 kW",5970,null,null,null,null,null,1612.8545454545454,2140.1272727272731,2001.9454545454546,2194.6727272727276,"/","4weeks",7.5,0,null,""]
[null,"THGT_F300","THGT","F300","THGT_F300_6_12_1609_9_80_20 kW STANDARD","6_12",1609,9,"STANDARD",null,"80_20 kW",5845,null,null,null,null,null,1411.1272727272726,2029.3090909090906,1894.7636363636361,2092.9454545454541,"/","to be confirmed",3,0,null,""]
[null,"THGT_F400","THGT","F400","THGT_F400_2_400_6_1,5 kW IE3",2,400,6,"IE3",null,"1,5 kW",6075,null,null,null,null,null,{"$error":"#N/A"},{"$error":"#N/A"},{"$error":"#N/A"},{"$error":"#N/A"},"/",{"$error":"#N/A"},5.5,0,null,"IF YOU NEED PRICE CONTACT SALES DEPARTMENT"]
[null,"THGT_F400","THGT","F400","THGT_F400_2_400_6_1,1 kW STANDARD",2,400,6,"STANDARD",null,"1,1 kW",1888,null,null,null,null,null,1288.7272727272725,1906.9090909090908,1768.7272727272725,1970.5454545454543,"/","3weeks",5.5,0,null,""]
[null,"THGT_F400","THGT","F400","THGT_F400_2_500_6_4 kW STANDARD",2,500,6,"STANDARD",null,"4 kW",1892,null,null,null,null,null,1996.2909090909091,2661.7454545454543,2352.6545454545453,2725.3818181818178,"/","3weeks",11,0,null,""]
[null,"THGT_F400","THGT","F400","THGT_F400_2_630_6_7,5 kW IE3",2,630,6,"IE3",null,"7,5 kW",6274,null,null,null,null,null,1398.5454545454545,2064,1929.4545454545453,2127.6363636363635,"/","3weeks",3,0,null,""]
[null,"THGT_F400","THGT","F400","THGT_F400_2_630_6_11 kW STANDARD",2,630,6,"STANDARD",null,"11 kW",1896,null,null,null,null,null,1066.890909090909,1732.3454545454542,1597.7999999999997,1795.981818181818,"/","3weeks",4,0,null,""]
[null,"THGT_F400","THGT","F400","THGT_F400_4_500_6_0,75 kW STANDARD",4,500,6,"STANDARD",null,"0,75 kW",1899,null,null,null,null,null,1601.0363636363634,2266.4909090909086,2128.3090909090906,2330.1272727272726,"/","to be confirmed",5.5,0,null,""]
[null,"THGT_F400","THGT","F400","THGT_F400_4_560_6_1,5 kW STANDARD",4,560,6,"STANDARD",null,"1,5 kW",1901,null,null,null,null,null,2153.0181818181813,2873.0181818181813,2563.9272727272723,2936.6545454545449,"/","4weeks",11,0,null,""]
[null,"THGT_F400","THGT","F400","THGT_F400_4_630_6_2,2 kW IE3",4,630,6,"IE3",null,"2,2 kW",6049,null,null,null,null,null,2138.8545454545451,2858.8545454545451,2549.7636363636361,2922.4909090909086,"/","3weeks",15,0,null,""]
[null,"THGT_F400","THGT","F400","THGT_F400_4_710_5_1,5 kW IE3",4,710,5,"IE3",null,"1,5 kW",6056,null,null,null,null,null,1583.090909090909,2303.090909090909,2164.909090909091,2366.7272727272725,"/","3weeks",5.5,0,null,""]
[null,"THGT_F400","THGT","F400","THGT_F400_4_710_5_3 kW IE3",4,710,5,"IE3",null,"3 kW",6090,null,null,null,null,null,1290.5999999999999,2010.5999999999997,1872.4181818181814,2074.2363636363634,"/","3weeks",7.5,0,null,""]
[null,"THGT_F400","THGT","F400","THGT_F400_4_710_7_3 kW IE3",4,710,7,"IE3",null,"3 kW",6090,null,null,null,null,null,1176.3818181818181,1827.2909090909088,1718.1999999999998,1890.9272727272726,"/","to be confirmed",2.2000000000000002,0.37,null,""]
[null,"THGT_F400","THGT","F400","THGT_F400_4_710_7_5,5 kW STANDARD",4,710,7,"STANDARD",null,"5,5 kW",1905,null,null,null,null,null,2192.6545454545453,2843.5636363636363,2709.0181818181818,2907.2,"/","to be confirmed",4,0.65,null,""]
[null,"THGT_F400","THGT","F400","THGT_F400_4_800_3_4 kW IE3",4,800,3,"IE3",null,"4 kW",6304,null,null,null,null,null,1155.5999999999999,1855.6,1746.5090909090909,1919.2363636363634,"/","5weeks",1.5,0.25,null,""]
[null,"THGT_F400","THGT","F400","THGT_F400_4_800_6_1,5 kW IE3",4,800,6,"IE3",null,"1,5 kW",6056,null,null,null,null,null,1430.0909090909088,2130.090909090909,1995.5454545454543,2193.7272727272725,"/","to be confirmed",4,0.65,null,""]
[null,"THGT_F400","THGT","F400","THGT_F400_4_800_6_4 kW STANDARD",4,800,6,"STANDARD",null,"4 kW",1904,null,null,null,null,null,1270.9272727272726,2016.3818181818181,1907.2909090909088,2080.0181818181818,"/","to be confirmed",2.2000000000000002,0.37,null,""]
[null,"THGT_F400","THGT","F400","THGT_F400_4_800_9_4 kW IE3",4,800,9,"IE3",null,"4 kW",6304,null,null,null,null,null,2041.2545454545455,2786.7090909090907,2652.1636363636362,2850.3454545454542,"/","to be confirmed",3,0.55000000000000004,null,""]
[null,"THGT_F400","THGT","F400","THGT_F400_4_900_3_2,2 kW IE3",4,900,3,"IE3",null,"2,2 kW",6049,null,null,null,null,null,2294.6363636363635,3040.0909090909086,2901.9090909090905,3103.7272727272725,"/","5weeks",7.5,1.5,null,""]
[null,"THGT_F400","THGT","F400","THGT_F400_4_900_3_5,5 kW IE3",4,900,3,"IE3",null,"5,5 kW",6028,null,null,null,null,null,2978.7636363636366,3820.5818181818181,3511.4909090909091,3893.3090909090911,"/","to be confirmed",11,1.8,null,""]
[null,"THGT_F400","THGT","F400","THGT_F400_4_900_6_7,5 kW IE3",4,900,6,"IE3",null,"7,5 kW",5800,null,null,null,null,null,2383.5636363636363,3225.3818181818178,3090.8363636363633,3298.1090909090908,"/","to be confirmed",4,0.65,null,""]
[null,"THGT_F400","THGT","F400","THGT_F400_4_900_9_5,5 kW IE3",4,900,9,"IE3",null,"5,5 kW",6028,null,null,null,null,null,3070.2181818181812,3962.9454545454541,3653.8545454545451,4035.6727272727267,"/","3weeks",12,2.4,null,""]
[null,"THGT_F400","THGT","F400","THGT_F400_4_900_9_7,5 kW STANDARD",4,900,9,"STANDARD",null,"7,5 kW",1906,null,null,null,null,null,1621.8,2514.5272727272727,2379.9818181818182,2587.2545454545452,"/","to be confirmed",3,0.55000000000000004,null,""]
[null,"THGT_F400","THGT","F400","THGT_F400_4_1000_3_5,5 kW STANDARD",4,1000,3,"STANDARD",null,"5,5 kW",1905,null,null,null,null,null,2779.4181818181814,3672.145454545454,3533.9636363636359,3744.8727272727265,"/","to be confirmed",7.5,1.3,null,""]
[null,"THGT_F400","THGT","F400","THGT_F400_4_1000_6_11 kW STANDARD",4,1000,6,"STANDARD",null,"11 kW",1908,null,null,null,null,null,5777.363636363636,6746.454545454545,6404.6363636363631,6819.181818181818,"/","to be confirmed",17,4.3,null,""]
[null,"THGT_F400","THGT","F400","THGT_F400_4_1000_6_7,5 kW STANDARD",4,1000,6,"STANDARD",null,"7,5 kW",1906,null,null,null,null,null,5402.545454545454,6371.6363636363631,6029.8181818181811,6444.363636363636,"/","5weeks",28,6.5,null,""]
[null,"THGT_F400","THGT","F400","THGT_F400_4_1000_9_18,5 kW STANDARD",4,1000,9,"STANDARD",null,"18,5 kW",1910,null,null,null,null,null,2855.7818181818175,3824.8727272727265,3686.6909090909085,3897.5999999999995,"/","to be confirmed",7.5,1.3,null,""]
[null,"THGT_F400","THGT","F400","THGT_F400_4_1120_3_7,5 kW IE3",4,1120,3,"IE3",null,"7,5 kW",5800,null,null,null,null,null,7417.090909090909,10347.999999999998,10529.81818181818,11093.472727272727,"/","to be confirmed",25,4.5,null,""]
[null,"THGT_F400","THGT","F400","THGT_F400_4_1120_3_4 kW STANDARD",4,1120,3,"STANDARD",null,"4 kW",1904,null,null,null,null,null,6872.7272727272721,9803.6363636363621,9985.4545454545441,10549.109090909091,"/","to be confirmed",35,8,null,""]
[null,"THGT_F400","THGT","F400","THGT_F400_4_1120_6_18,5 kW STANDARD",4,1120,6,"STANDARD",null,"18,5 kW",1910,null,null,null,null,null,6953.7272727272721,9259.181818181818,9441,10004.654545454545,"/","to be confirmed",17,4.3,null,""]
[null,"THGT_F400","THGT","F400","THGT_F400_4_1120_9_18,5 kW IE3",4,1120,9,"IE3",null,"18,5 kW",6308,null,null,null,null,null,4979.2363636363634,7284.6909090909085,7466.5090909090904,8030.1636363636362,"/","to be confirmed",7.5,1.5,null,""]
[null,"THGT_F400","THGT","F400","THGT_F400_4_1120_9_22 kW STANDARD",4,1120,9,"STANDARD",null,"22 kW",1911,null,null,null,null,null,6046.0181818181809,8558.745454545453,8740.5636363636349,9304.2181818181798,"/","3weeks",20,5,null,""]
[null,"THGT_F400","THGT","F400","THGT_F400_4_1250_3_11 kW STANDARD",4,1250,3,"STANDARD",null,"11 kW",1908,null,null,null,null,null,5345.454545454545,8067.272727272727,8249.0909090909081,8812.7454545454548,"/","to be confirmed",15,2.5,null,""]
[null,"THGT_F400","THGT","F400","THGT_F400_4_1250_3_30 kW STANDARD",4,1250,3,"STANDARD",null,"30 kW",1912,null,null,null,null,null,6255.1090909090899,8976.927272727271,9158.745454545453,9722.3999999999978,"/","3weeks",20,5,null,""]
[null,"THGT_F400","THGT","F400","THGT_F400_4_1250_6_15 kW STANDARD",4,1250,6,"STANDARD",null,"15 kW",1909,null,null,null,null,null,9439.9818181818173,12161.8,12343.618181818181,12907.272727272726,"/","to be confirmed",35,8,null,""]
[null,"THGT_F400","THGT","F400","THGT_F400_4_1250_6_45 kW STANDARD",4,1250,6,"STANDARD",null,"45 kW",1914,null,null,null,null,null,7391.6363636363631,10509.81818181818,10691.636363636362,11328.145454545453,"/","5weeks",28,6.5,null,""]
[null,"THGT_F400","THGT","F400","THGT_F400_4_1250_9_18,5 kW STANDARD",4,1250,9,"STANDARD",null,"18,5 kW",1910,null,null,null,null,null,8780,12079.999999999998,"/",12716.50909090909,"/","7weeks",44,11,null,""]
[null,"THGT_F400","THGT","F400","THGT_F400_4_1250_12_45 kW IE3",4,1250,12,"IE3",null,"45 kW",6037,null,null,null,null,null,4502.3999999999996,6995.1272727272726,7176.9454545454546,7813.454545454546,"/","to be confirmed",11,1.8,null,""]
[null,"THGT_F400","THGT","F400","THGT_F400_4_1250_12_45 kW STANDARD",4,1250,12,"STANDARD",null,"45 kW",1914,null,null,null,null,null,7141,9633.7272727272721,9815.545454545454,10452.054545454544,"/","to be confirmed",17,4.3,null,""]
[null,"THGT_F400","THGT","F400","THGT_F400_4_1409_3_18,5 kW STANDARD",4,1409,3,"STANDARD",null,"18,5 kW",1910,null,null,null,null,null,9210.8909090909074,11703.618181818181,11885.436363636361,12521.945454545454,"/","to be confirmed",35,8,null,""]
[null,"THGT_F400","THGT","F400","THGT_F400_4_1409_6_45 kW IE3",4,1409,6,"IE3",null,"45 kW",6037,null,null,null,null,null,6641.8181818181811,9341.8181818181802,9523.6363636363621,10160.145454545454,"/","to be confirmed",35,8,null,""]
[null,"THGT_F400","THGT","F400","THGT_F400_4_1409_6_90 kW IE3",4,1409,6,"IE3",null,"90 kW",6145,null,null,null,null,null,7863.6363636363631,10745.454545454544,"/",11381.963636363635,"/","7weeks",37,9.1999999999999993,null,""]
[null,"THGT_F400","THGT","F400","THGT_F400_4_1409_6_90 kW STANDARD",4,1409,6,"STANDARD",null,"90 kW",4241,null,null,null,null,null,15340.109090909093,18221.927272727273,"/",18858.436363636363,"/","7weeks",55,14.7,null,""]
[null,"THGT_F400","THGT","F400","THGT_F400_4_1409_9_55 kW STANDARD",4,1409,9,"STANDARD",null,"55 kW",4239,null,null,null,null,null,9627.2545454545434,12536.345454545453,12718.163636363635,13354.672727272726,"/","to be confirmed",35,8,null,""]
[null,"THGT_F400","THGT","F400","THGT_F400_4_1409_9_90 kW STANDARD",4,1409,9,"STANDARD",null,"90 kW",4241,null,null,null,null,null,8846.2909090909088,11937.199999999999,"/",12573.709090909089,"/","to be confirmed",37,9.1999999999999993,null,""]
[null,"THGT_F400","THGT","F400","THGT_F400_4_1409_12_132 kW STANDARD",4,1409,12,"STANDARD",null,"132 kW",4243,null,null,null,null,null,10376.363636363636,13467.272727272726,"/",14103.781818181817,"/","7weeks",68,17,null,""]
[null,"THGT_F400","THGT","F400","THGT_F400_4_1609_3_110 kW STANDARD",4,1609,3,"STANDARD",null,"110 kW",4242,null,null,null,null,null,700.96363636363628,1037.3272727272727,928.23636363636354,1082.7818181818182,"/","to be confirmed",0.75,0.12,null,""]
[null,"THGT_F400","THGT","F400","THGT_F400_4_1609_3_132 kW STANDARD",4,1609,3,"STANDARD",null,"132 kW",4243,null,null,null,null,null,711.58181818181811,1047.9454545454544,938.85454545454536,1093.3999999999999,"/","3weeks",0.75,0.12,null,""]
[null,"THGT_F400","THGT","F400","THGT_F400_4_1609_6_160 kW IE3",4,1609,6,"IE3",null,"160 kW",6149,null,null,null,null,null,1039.3636363636363,1424.8181818181818,1315.7272727272725,1479.3636363636363,"/","to be confirmed",0.75,0.12,null,""]
[null,"THGT_F400","THGT","F400","THGT_F400_4_1609_9_160 kW IE3",4,1609,9,"IE3",null,"160 kW",6149,null,null,null,null,null,1055.7636363636364,1479.4,1370.3090909090909,1533.9454545454546,"/","to be confirmed",0.55000000000000004,0.09,null,""]
[null,"THGT_F400","THGT","F400","THGT_F400_4_1609_9_90 kW IE3",4,1609,9,"IE3",null,"90 kW",6145,null,null,null,null,null,798.85454545454536,1222.4909090909091,1113.3999999999999,1277.0363636363636,"/","3weeks",0.75,0.12,null,""]
[null,"THGT_F400","THGT","F400","THGT_F400_4_1609_12_132 kW STANDARD",4,1609,12,"STANDARD",null,"132 kW",4243,null,null,null,null,null,835.50909090909079,1306.4181818181817,1197.3272727272727,1360.9636363636362,"/","to be confirmed",0.75,0.15,null,""]
[null,"THGT_F400","THGT","F400","THGT_F400_6_630_6_0,55 kW STANDARD",6,630,6,"STANDARD",null,"0,55 kW",1915,null,null,null,null,null,998.58181818181811,1469.4909090909091,1360.3999999999999,1524.0363636363636,"/","5weeks",2.2000000000000002,0.37,null,""]
[null,"THGT_F400","THGT","F400","THGT_F400_6_630_6_1,1 kW STANDARD",6,630,6,"STANDARD",null,"1,1 kW",1917,null,null,null,null,null,1181.181818181818,1708.4545454545453,1599.3636363636363,1762.9999999999998,"/","to be confirmed",0.75,0.12,null,""]
[null,"THGT_F400","THGT","F400","THGT_F400_6_710_7_0,75 kW STANDARD",6,710,7,"STANDARD",null,"0,75 kW",1916,null,null,null,null,null,1296.6363636363635,1823.9090909090908,1689.3636363636363,1878.4545454545455,"/","5weeks",3,0.55000000000000004,null,""]
[null,"THGT_F400","THGT","F400","THGT_F400_6_800_6_0,75 kW IE3",6,800,6,"IE3",null,"0,75 kW",6210,null,null,null,null,null,1428.3272727272724,2093.7818181818179,1984.6909090909087,2157.4181818181814,"/","4weeks",1.1000000000000001,0.18,null,""]
[null,"THGT_F400","THGT","F400","THGT_F400_6_800_6_1,1 kW STANDARD",6,800,6,"STANDARD",null,"1,1 kW",1917,null,null,null,null,null,1190.9272727272726,1856.3818181818181,1747.2909090909088,1920.0181818181816,"/","to be confirmed",2.2000000000000002,0.37,null,""]
[null,"THGT_F400","THGT","F400","THGT_F400_6_800_9_1,1 kW STANDARD",6,800,9,"STANDARD",null,"1,1 kW",1917,null,null,null,null,null,1183.6727272727271,1903.6727272727271,1794.5818181818181,1967.3090909090906,"/","to be confirmed",1.5,0.25,null,""]
[null,"THGT_F400","THGT","F400","THGT_F400_6_900_6_1,5 kW IE3",6,900,6,"IE3",null,"1,5 kW",6034,null,null,null,null,null,{"$error":"#N/A"},{"$error":"#N/A"},{"$error":"#N/A"},{"$error":"#N/A"},"/",{"$error":"#N/A"},1.5,0,null,"IF YOU NEED PRICE CONTACT SALES DEPARTMENT"]
[null,"THGT_F400","THGT","F400","THGT_F400_6_900_6_3 kW STANDARD",6,900,6,"STANDARD",null,"3 kW",1920,null,null,null,null,null,1364.8181818181818,2015.7272727272727,1906.6363636363637,2079.3636363636365,"/","to be confirmed",1.5,0,null,""]
[null,"THGT_F400","THGT","F400","THGT_F400_6_1000_3_1,5 kW IE3",6,1000,3,"IE3",null,"1,5 kW",6034,null,null,null,null,null,1284.1454545454544,1935.0545454545452,1800.5090909090907,1998.6909090909089,"/","to be confirmed",3,0,null,""]
[null,"THGT_F400","THGT","F400","THGT_F400_6_1000_3_1,5 kW STANDARD",6,1000,3,"STANDARD",null,"1,5 kW",1918,null,null,null,null,null,{"$error":"#N/A"},{"$error":"#N/A"},{"$error":"#N/A"},{"$error":"#N/A"},"/",{"$error":"#N/A"},4,0,null,"IF YOU NEED PRICE CONTACT SALES DEPARTMENT"]
[null,"THGT_F400","THGT","F400","THGT_F400_6_1000_6_3 kW STANDARD",6,1000,6,"STANDARD",null,"3 kW",1920,null,null,null,null,null,1358.9272727272728,2058.9272727272728,1949.8363636363636,2122.5636363636363,"/","3weeks",1.5,0,null,""]
[null,"THGT_F400","THGT","F400","THGT_F400_6_1000_9_3 kW STANDARD",6,1000,9,"STANDARD",null,"3 kW",1920,null,null,null,null,null,{"$error":"#N/A"},{"$error":"#N/A"},{"$error":"#N/A"},{"$error":"#N/A"},"/",{"$error":"#N/A"},3,0,null,"IF YOU NEED PRICE CONTACT SALES DEPARTMENT"]
[null,"THGT_F400","THGT","F400","THGT_F400_6_1120_3_2,2 kW IE3",6,1120,3,"IE3",null,"2,2 kW",6150,null,null,null,null,null,{"$error":"#N/A"},{"$error":"#N/A"},{"$error":"#N/A"},{"$error":"#N/A"},"/",{"$error":"#N/A"},4,0,null,"IF YOU NEED PRICE CONTACT SALES DEPARTMENT"]
[null,"THGT_F400","THGT","F400","THGT_F400_6_1250_3_3 kW IE3",6,1250,3,"IE3",null,"3 kW",5841,null,null,null,null,null,1110.5636363636361,1856.0181818181816,1746.9272727272726,1919.6545454545453,"/","to be confirmed",2.2000000000000002,0,null,""]
[null,"THGT_F400","THGT","F400","THGT_F400_6_1250_3_5,5 kW STANDARD",6,1250,3,"STANDARD",null,"5,5 kW",1922,null,null,null,null,null,1378.6909090909089,2124.1454545454544,1989.5999999999997,2187.7818181818179,"/","to be confirmed",3,0,null,""]
[null,"THGT_F400","THGT","F400","THGT_F400_6_1250_6_7,5 kW IE3",6,1250,6,"IE3",null,"7,5 kW",5804,null,null,null,null,null,{"$error":"#N/A"},{"$error":"#N/A"},{"$error":"#N/A"},{"$error":"#N/A"},"/",{"$error":"#N/A"},4,0,null,"IF YOU NEED PRICE CONTACT SALES DEPARTMENT"]
[null,"THGT_F400","THGT","F400","THGT_F400_6_1250_9_18,5 kW IE3",6,1250,9,"IE3",null,"18,5 kW",6006,null,null,null,null,null,1958.3090909090911,2703.7636363636366,2565.5818181818181,2767.4,"/","4weeks",5.5,0,null,""]
[null,"THGT_F400","THGT","F400","THGT_F400_6_1250_9_18,5 kW STANDARD",6,1250,9,"STANDARD",null,"18,5 kW",1927,null,null,null,null,null,2190.5272727272727,2935.9818181818177,2797.7999999999997,2999.6181818181817,"/","to be confirmed",7.5,0,null,""]
[null,"THGT_F400","THGT","F400","THGT_F400_6_1409_3_15 kW STANDARD",6,1409,3,"STANDARD",null,"15 kW",1926,null,null,null,null,null,1499.8545454545454,2314.4,2205.3090909090911,2387.1272727272726,"/","3weeks",2.2000000000000002,0,null,""]
[null,"THGT_F400","THGT","F400","THGT_F400_6_1409_6_37 kW IE3",6,1409,6,"IE3",null,"37 kW",6244,null,null,null,null,null,{"$error":"#N/A"},{"$error":"#N/A"},{"$error":"#N/A"},{"$error":"#N/A"},"/",{"$error":"#N/A"},4,0,null,"IF YOU NEED PRICE CONTACT SALES DEPARTMENT"]
[null,"THGT_F400","THGT","F400","THGT_F400_6_1409_6_30 kW STANDARD",6,1409,6,"STANDARD",null,"30 kW",4245,null,null,null,null,null,1852.7636363636361,2667.3090909090906,2532.7636363636361,2740.0363636363636,"/","to be confirmed",4,0,null,""]
[null,"THGT_F400","THGT","F400","THGT_F400_6_1409_9_15 kW STANDARD",6,1409,9,"STANDARD",null,"15 kW",1926,null,null,null,null,null,2452.0181818181818,3293.8363636363638,2984.7454545454543,3366.5636363636363,"/","to be confirmed",11,0,null,""]
[null,"THGT_F400","THGT","F400","THGT_F400_6_1409_12_55 kW IE3",6,1409,12,"IE3",null,"55 kW",5994,null,null,null,null,null,1475.0545454545452,2316.8727272727269,2182.3272727272724,2389.6,"/","to be confirmed",3,0,null,""]
[null,"THGT_F400","THGT","F400","THGT_F400_6_1409_12_30 kW STANDARD",6,1409,12,"STANDARD",null,"30 kW",4245,null,null,null,null,null,{"$error":"#N/A"},{"$error":"#N/A"},{"$error":"#N/A"},{"$error":"#N/A"},"/",{"$error":"#N/A"},4,0,null,"IF YOU NEED PRICE CONTACT SALES DEPARTMENT"]
[null,"THGT_F400","THGT","F400","THGT_F400_6_1609_3_30 kW IE3",6,1609,3,"IE3",null,"30 kW",6084,null,null,null,null,null,1664.0727272727272,2505.8909090909087,2367.7090909090907,2578.6181818181817,"/","to be confirmed",5.5,0,null,""]
[null,"THGT_F400","THGT","F400","THGT_F400_6_1609_3_22 kW STANDARD",6,1609,3,"STANDARD",null,"22 kW",1928,null,null,null,null,null,1966.0181818181816,2807.8363636363633,2669.6545454545453,2880.5636363636359,"/","to be confirmed",7.5,0,null,""]
[null,"THGT_F400","THGT","F400","THGT_F400_6_1609_6_75 kW IE3",6,1609,6,"IE3",null,"75 kW",6116,null,null,null,null,null,{"$error":"#N/A"},{"$error":"#N/A"},{"$error":"#N/A"},{"$error":"#N/A"},"/",{"$error":"#N/A"},15,0,null,"IF YOU NEED PRICE CONTACT SALES DEPARTMENT"]
[null,"THGT_F400","THGT","F400","THGT_F400_6_1609_9_22 kW IE3",6,1609,9,"IE3",null,"22 kW",5899,null,null,null,null,null,1592.9090909090908,2485.6363636363631,2351.0909090909086,2558.363636363636,"/","to be confirmed",4,0,null,""]
[null,"THGT_F400","THGT","F400","THGT_F400_6_1609_9_75 kW IE3",6,1609,9,"IE3",null,"75 kW",6116,null,null,null,null,null,1521.1636363636362,2413.8909090909087,2275.7090909090907,2486.6181818181813,"/","to be confirmed",5.5,0,null,""]
[null,"THGT_F400","THGT","F400","THGT_F400_6_1609_12_30 kW IE3",6,1609,12,"IE3",null,"30 kW",6084,null,null,null,null,null,2337.7999999999997,3230.5272727272722,3092.3454545454542,3303.2545454545452,"/","to be confirmed",7.5,0,null,""]
[null,"THGT_F400","THGT","F400","THGT_F400_6_1609_12_90 kW STANDARD",6,1609,12,"STANDARD",null,"90 kW",6289,null,null,null,null,null,3577.2545454545452,4546.3454545454542,4237.2545454545443,4619.0727272727263,"/","to be confirmed",15,0,null,""]
[null,"THGT_F400","THGT","F400","THGT_F400_2_4_450_6_3,1_0,8 kW STANDARD","2_4",450,6,"STANDARD",null,"3,1_0,8 kW",2093,null,null,null,null,null,{"$error":"#N/A"},{"$error":"#N/A"},{"$error":"#N/A"},{"$error":"#N/A"},"/",{"$error":"#N/A"},18.5,0,null,"IF YOU NEED PRICE CONTACT SALES DEPARTMENT"]
[null,"THGT_F400","THGT","F400","THGT_F400_2_4_630_6_12_3 kW STANDARD","2_4",630,6,"STANDARD",null,"12_3 kW",2097,null,null,null,null,null,3926.4727272727268,4895.5636363636359,4553.7454545454539,4968.2909090909088,"/","to be confirmed",22,0,null,""]
[null,"THGT_F400","THGT","F400","THGT_F400_4_6_500_6_0,55_0,2 kW STANDARD","4_6",500,6,"STANDARD",null,"0,55_0,2 kW",2115,null,null,null,null,null,1791.3454545454545,2760.4363636363632,2622.2545454545452,2833.1636363636362,"/","to be confirmed",5.5,0,null,""]
[null,"THGT_F400","THGT","F400","THGT_F400_4_6_630_6_1,5_0,37 kW STANDARD","4_6",630,6,"STANDARD",null,"1,5_0,37 kW",2118,null,null,null,null,null,5575.2363636363634,8506.1454545454544,8687.9636363636364,9251.6181818181813,"/","to be confirmed",18.5,0,null,""]
[null,"THGT_F400","THGT","F400","THGT_F400_4_6_710_5_3_1 kW STANDARD","4_6",710,5,"STANDARD",null,"3_1 kW",2120,null,null,null,null,null,5728.2909090909088,8659.1999999999989,8841.0181818181809,9404.6727272727258,"/","to be confirmed",22,0,null,""]
[null,"THGT_F400","THGT","F400","THGT_F400_4_6_710_7_2,2_0,7 kW STANDARD","4_6",710,7,"STANDARD",null,"2,2_0,7 kW",2119,null,null,null,null,null,6903.4727272727268,9834.3818181818169,10016.199999999999,10579.854545454546,"/","to be confirmed",30,0,null,""]
[null,"THGT_F400","THGT","F400","THGT_F400_4_6_800_3_4,5_1,5 kW STANDARD","4_6",800,3,"STANDARD",null,"4,5_1,5 kW",2121,null,null,null,null,null,8255.3454545454551,11368.072727272727,"/",11931.727272727274,"/","7weeks",37,0,null,""]
[null,"THGT_F400","THGT","F400","THGT_F400_4_6_900_3_3_1 kW STANDARD","4_6",900,3,"STANDARD",null,"3_1 kW",2120,null,null,null,null,null,11621.709090909089,14734.436363636361,"/",15298.090909090906,"/","7weeks",55,0,null,""]
[null,"THGT_F400","THGT","F400","THGT_F400_4_6_900_3_4,5_1,5 kW STANDARD","4_6",900,3,"STANDARD",null,"4,5_1,5 kW",2121,null,null,null,null,null,{"$error":"#N/A"},{"$error":"#N/A"},{"$error":"#N/A"},{"$error":"#N/A"},"/",{"$error":"#N/A"},11,0,null,"IF YOU NEED PRICE CONTACT SALES DEPARTMENT"]
[null,"THGT_F400","THGT","F400","THGT_F400_4_6_900_9_10_3,3 kW STANDARD","4_6",900,9,"STANDARD",null,"10_3,3 kW",2123,null,null,null,null,null,4140.4363636363632,6445.8909090909083,6627.7090909090903,7191.363636363636,"/","to be confirmed",15,0,null,""]
[null,"THGT_F400","THGT","F400","THGT_F400_4_6_1000_6_14_4,5 kW STANDARD","4_6",1000,6,"STANDARD",null,"14_4,5 kW",2124,null,null,null,null,null,3473.2909090909088,5778.7454545454539,5960.5636363636359,6524.2181818181807,"/","to be confirmed",7.5,0,null,""]
[null,"THGT_F400","THGT","F400","THGT_F400_4_6_1000_6_16_6,5 kW STANDARD","4_6",1000,6,"STANDARD",null,"16_6,5 kW",2125,null,null,null,null,null,3571.9090909090905,5877.363636363636,6059.181818181818,6622.8363636363638,"/","to be confirmed",7.5,0,null,""]
[null,"THGT_F400","THGT","F400","THGT_F400_4_6_1120_3_16_6,5 kW STANDARD","4_6",1120,3,"STANDARD",null,"16_6,5 kW",2125,null,null,null,null,null,4347.7090909090903,6860.4363636363623,7042.2545454545443,7605.9090909090901,"/","to be confirmed",15,0,null,""]
[null,"THGT_F400","THGT","F400","THGT_F400_4_6_1120_6_6_2,2 kW STANDARD","4_6",1120,6,"STANDARD",null,"6_2,2 kW",2122,null,null,null,null,null,4348.5818181818186,6861.3090909090906,7043.1272727272726,7606.7818181818184,"/","to be confirmed",22,0,null,""]
[null,"THGT_F400","THGT","F400","THGT_F400_4_6_1120_9_10_3,3 kW STANDARD","4_6",1120,9,"STANDARD",null,"10_3,3 kW",2123,null,null,null,null,null,{"$error":"#N/A"},{"$error":"#N/A"},{"$error":"#N/A"},{"$error":"#N/A"},"/",{"$error":"#N/A"},22,0,null,"IF YOU NEED PRICE CONTACT SALES DEPARTMENT"]
[null,"THGT_F400","THGT","F400","THGT_F400_4_6_1250_3_34_12 kW STANDARD","4_6",1250,3,"STANDARD",null,"34_12 kW",2128,null,null,null,null,null,6434.9272727272719,9129.4727272727268,"/",9693.1272727272717,"/","7weeks",37,0,null,""]
[null,"THGT_F400","THGT","F400","THGT_F400_4_6_1250_6_10_3,3 kW STANDARD","4_6",1250,6,"STANDARD",null,"10_3,3 kW",2123,null,null,null,null,null,7175.5636363636359,9870.109090909089,"/",10433.763636363636,"/","7weeks",37,0,null,""]
[null,"THGT_F400","THGT","F400","THGT_F400_4_6_1250_9_16_6,5 kW STANDARD","4_6",1250,9,"STANDARD",null,"16_6,5 kW",2125,null,null,null,null,null,{"$error":"#N/A"},{"$error":"#N/A"},{"$error":"#N/A"},{"$error":"#N/A"},"/",{"$error":"#N/A"},15,0,null,"IF YOU NEED PRICE CONTACT SALES DEPARTMENT"]
[null,"THGT_F400","THGT","F400","THGT_F400_4_6_1409_3_26_9 kW STANDARD","4_6",1409,3,"STANDARD",null,"26_9 kW",2127,null,null,null,null,null,{"$error":"#N/A"},{"$error":"#N/A"},{"$error":"#N/A"},{"$error":"#N/A"},"/",{"$error":"#N/A"},22,0,null,"IF YOU NEED PRICE CONTACT SALES DEPARTMENT"]
[null,"THGT_F400","THGT","F400","THGT_F400_4_6_1409_6_40_14 kW STANDARD","4_6",1409,6,"STANDARD",null,"40_14 kW",2129,null,null,null,null,null,6694.3818181818169,9416.1999999999989,9598.0181818181809,10161.672727272726,"/","to be confirmed",30,0,null,""]
[null,"THGT_F400","THGT","F400","THGT_F400_4_6_1409_9_115_40 kW STANDARD","4_6",1409,9,"STANDARD",null,"115_40 kW",5825,null,null,null,null,null,7052.7272727272721,9956.363636363636,"/",10520.018181818181,"/","7weeks",37,0,null,""]
[null,"THGT_F400","THGT","F400","THGT_F400_4_6_1409_12_125_45 kW STANDARD","4_6",1409,12,"STANDARD",null,"125_45 kW",5943,null,null,null,null,null,11198.381818181817,14102.018181818181,"/",14665.672727272726,"/","7weeks",45,0,null,""]
[null,"THGT_F400","THGT","F400","THGT_F400_4_6_1609_3_40_14 kW STANDARD","4_6",1609,3,"STANDARD",null,"40_14 kW",2129,null,null,null,null,null,6350.9090909090901,9469.0909090909081,9650.9090909090901,10287.418181818181,"/","to be confirmed",30,0,null,""]
[null,"THGT_F400","THGT","F400","THGT_F400_4_6_1609_6_115_40 kW STANDARD","4_6",1609,6,"STANDARD",null,"115_40 kW",5825,null,null,null,null,null,7040.3818181818178,10340.381818181817,"/",10976.890909090907,"/","7weeks",37,0,null,""]
[null,"THGT_F400","THGT","F400","THGT_F400_4_6_1609_6_50_18 kW STANDARD","4_6",1609,6,"STANDARD",null,"50_18 kW",6297,null,null,null,null,null,7449.0909090909081,10749.090909090908,"/",11385.599999999999,"/","7weeks",37,0,null,""]
[null,"THGT_F400","THGT","F400","THGT_F400_4_6_1609_12_80_28 kW STANDARD","4_6",1609,12,"STANDARD",null,"80_28 kW",5995,null,null,null,null,null,11808.981818181817,15108.981818181815,"/",15745.490909090906,"/","7weeks",55,0,null,""]
[null,"THGT_F400","THGT","F400","THGT_F400_4_8_500_6_0,75_0,12 kW STANDARD","4_8",500,6,"STANDARD",null,"0,75_0,12 kW",2100,null,null,null,null,null,12133.236363636363,15433.236363636361,"/",16069.745454545451,"/","7weeks",75,0,null,""]
[null,"THGT_F400","THGT","F400","THGT_F400_4_8_630_6_0,75_0,12 kW STANDARD","4_8",630,6,"STANDARD",null,"0,75_0,12 kW",2100,null,null,null,null,null,{"$error":"#N/A"},{"$error":"#N/A"},{"$error":"#N/A"},{"$error":"#N/A"},"/",{"$error":"#N/A"},11,0,null,"IF YOU NEED PRICE CONTACT SALES DEPARTMENT"]
[null,"THGT_F400","THGT","F400","THGT_F400_4_8_710_5_1,1_0,18 kW STANDARD","4_8",710,5,"STANDARD",null,"1,1_0,18 kW",2101,null,null,null,null,null,3848.6363636363635,6341.363636363636,6523.181818181818,7159.6909090909085,"/","to be confirmed",15,0,null,""]
[null,"THGT_F400","THGT","F400","THGT_F400_4_8_710_7_2,2_0,37 kW STANDARD","4_8",710,7,"STANDARD",null,"2,2_0,37 kW",2103,null,null,null,null,null,5137.0545454545454,7629.7818181818175,7811.5999999999995,8448.1090909090908,"/","to be confirmed",18.5,0,null,""]
[null,"THGT_F400","THGT","F400","THGT_F400_4_8_800_3_4_0,75 kW STANDARD","4_8",800,3,"STANDARD",null,"4_0,75 kW",2105,null,null,null,null,null,5638.1454545454544,8130.8727272727256,8312.6909090909085,8949.1999999999989,"/","to be confirmed",22,0,null,""]
[null,"THGT_F400","THGT","F400","THGT_F400_4_8_800_6_4_0,75 kW STANDARD","4_8",800,6,"STANDARD",null,"4_0,75 kW",2105,null,null,null,null,null,6465.2909090909079,8958.0181818181809,9139.8363636363629,9776.3454545454533,"/","to be confirmed",30,0,null,""]
[null,"THGT_F400","THGT","F400","THGT_F400_4_8_800_9_3_0,55 kW STANDARD","4_8",800,9,"STANDARD",null,"3_0,55 kW",2104,null,null,null,null,null,6414.9272727272719,9089.4727272727268,"/",9725.9818181818173,"/","7weeks",37,0,null,""]
[null,"THGT_F400","THGT","F400","THGT_F400_4_8_900_3_7,5_1,5 kW STANDARD","4_8",900,3,"STANDARD",null,"7,5_1,5 kW",2107,null,null,null,null,null,5344.3272727272724,8044.3272727272724,8226.1454545454544,8862.6545454545449,"/","to be confirmed",18.5,0,null,""]
[null,"THGT_F400","THGT","F400","THGT_F400_4_8_900_6_11_3 kW STANDARD","4_8",900,6,"STANDARD",null,"11_3 kW",2108,null,null,null,null,null,5670.3818181818178,8370.3818181818169,8552.1999999999989,9188.7090909090894,"/","to be confirmed",18.5,0,null,""]
[null,"THGT_F400","THGT","F400","THGT_F400_4_8_900_6_2,2_0,37 kW STANDARD","4_8",900,6,"STANDARD",null,"2,2_0,37 kW",2103,null,null,null,null,null,5921.3454545454533,8621.3454545454533,8803.1636363636353,9439.6727272727258,"/","to be confirmed",18.5,0,null,""]
[null,"THGT_F400","THGT","F400","THGT_F400_4_8_900_6_3_0,55 kW STANDARD","4_8",900,6,"STANDARD",null,"3_0,55 kW",2104,null,null,null,null,null,{"$error":"#N/A"},{"$error":"#N/A"},{"$error":"#N/A"},{"$error":"#N/A"},"/",{"$error":"#N/A"},22,0,null,"IF YOU NEED PRICE CONTACT SALES DEPARTMENT"]
[null,"THGT_F400","THGT","F400","THGT_F400_4_8_900_6_4_0,75 kW STANDARD","4_8",900,6,"STANDARD",null,"4_0,75 kW",2105,null,null,null,null,null,4535.8545454545456,7235.8545454545456,7417.6727272727276,8054.181818181818,"/","to be confirmed",22,0,null,""]
[null,"THGT_F400","THGT","F400","THGT_F400_4_8_900_6_5,5_1,1 kW STANDARD","4_8",900,6,"STANDARD",null,"5,5_1,1 kW",2106,null,null,null,null,null,5497.3818181818178,8197.3818181818169,8379.1999999999989,9015.7090909090894,"/","to be confirmed",22,0,null,""]
[null,"THGT_F400","THGT","F400","THGT_F400_4_8_900_6_7,5_1,5 kW STANDARD","4_8",900,6,"STANDARD",null,"7,5_1,5 kW",2107,null,null,null,null,null,5259.5999999999995,7959.5999999999985,8141.4181818181805,8777.927272727271,"/","to be confirmed",22,0,null,""]
[null,"THGT_F400","THGT","F400","THGT_F400_4_8_900_9_11_3 kW STANDARD","4_8",900,9,"STANDARD",null,"11_3 kW",2108,null,null,null,null,null,6112.1272727272726,8812.1272727272717,8993.9454545454537,9630.4545454545441,"/","to be confirmed",22,0,null,""]
[null,"THGT_F400","THGT","F400","THGT_F400_4_8_900_9_14_3,5 kW STANDARD","4_8",900,9,"STANDARD",null,"14_3,5 kW",509,null,null,null,null,null,5845.4181818181814,8545.4181818181805,8727.2363636363625,9363.745454545453,"/","to be confirmed",22,0,null,""]
[null,"THGT_F400","THGT","F400","THGT_F400_4_8_900_9_17_4,3 kW STANDARD","4_8",900,9,"STANDARD",null,"17_4,3 kW",2109,null,null,null,null,null,5932.7272727272721,8632.7272727272721,8814.545454545454,9451.0545454545445,"/","to be confirmed",30,0,null,""]
[null,"THGT_F400","THGT","F400","THGT_F400_4_8_900_9_4_0,75 kW STANDARD","4_8",900,9,"STANDARD",null,"4_0,75 kW",2105,null,null,null,null,null,{"$error":"#N/A"},{"$error":"#N/A"},{"$error":"#N/A"},{"$error":"#N/A"},"/",{"$error":"#N/A"},30,0,null,"IF YOU NEED PRICE CONTACT SALES DEPARTMENT"]
[null,"THGT_F400","THGT","F400","THGT_F400_4_8_900_9_5,5_1,1 kW STANDARD","4_8",900,9,"STANDARD",null,"5,5_1,1 kW",2106,null,null,null,null,null,6723.6363636363631,9423.6363636363621,9605.4545454545441,10241.963636363635,"/","to be confirmed",30,0,null,""]
[null,"THGT_F400","THGT","F400","THGT_F400_4_8_900_9_7,5_1,5 kW STANDARD","4_8",900,9,"STANDARD",null,"7,5_1,5 kW",2107,null,null,null,null,null,6672.5636363636359,9372.5636363636349,9554.3818181818169,10190.890909090907,"/","to be confirmed",30,0,null,""]
[null,"THGT_F400","THGT","F400","THGT_F400_4_8_1000_3_11_3 kW STANDARD","4_8",1000,3,"STANDARD",null,"11_3 kW",2108,null,null,null,null,null,7345.454545454545,10045.454545454544,10227.272727272726,10863.781818181817,"/","to be confirmed",30,0,null,""]
[null,"THGT_F400","THGT","F400","THGT_F400_4_8_1000_3_2,2_0,37 kW STANDARD","4_8",1000,3,"STANDARD",null,"2,2_0,37 kW",2103,null,null,null,null,null,7344.9636363636355,10044.963636363635,10226.781818181817,10863.290909090907,"/","to be confirmed",30,0,null,""]
[null,"THGT_F400","THGT","F400","THGT_F400_4_8_1000_3_3_0,55 kW STANDARD","4_8",1000,3,"STANDARD",null,"3_0,55 kW",2104,null,null,null,null,null,6622.2,9504.0181818181809,"/",10140.527272727271,"/","7weeks",37,0,null,""]
[null,"THGT_F400","THGT","F400","THGT_F400_4_8_1000_3_4_0,75 kW STANDARD","4_8",1000,3,"STANDARD",null,"4_0,75 kW",2105,null,null,null,null,null,6313.363636363636,9195.181818181818,"/",9831.6909090909085,"/","7weeks",37,0,null,""]
[null,"THGT_F400","THGT","F400","THGT_F400_4_8_1000_3_5,5_1,1 kW STANDARD","4_8",1000,3,"STANDARD",null,"5,5_1,1 kW",2106,null,null,null,null,null,7362.8363636363629,10244.654545454543,"/",10881.163636363635,"/","7weeks",37,0,null,""]
[null,"THGT_F400","THGT","F400","THGT_F400_4_8_1000_3_7,5_1,5 kW STANDARD","4_8",1000,3,"STANDARD",null,"7,5_1,5 kW",2107,null,null,null,null,null,7030.9090909090901,9912.7272727272721,"/",10549.236363636363,"/","7weeks",37,0,null,""]
[null,"THGT_F400","THGT","F400","THGT_F400_4_8_1000_6_11_3 kW STANDARD","4_8",1000,6,"STANDARD",null,"11_3 kW",2108,null,null,null,null,null,8024.4363636363641,10906.254545454545,"/",11542.763636363636,"/","7weeks",37,0,null,""]
[null,"THGT_F400","THGT","F400","THGT_F400_4_8_1000_6_14_3,5 kW STANDARD","4_8",1000,6,"STANDARD",null,"14_3,5 kW",509,null,null,null,null,null,8384.4181818181823,11266.236363636363,"/",11902.745454545455,"/","7weeks",37,0,null,""]
[null,"THGT_F400","THGT","F400","THGT_F400_4_8_1000_6_17_4,3 kW STANDARD","4_8",1000,6,"STANDARD",null,"17_4,3 kW",2109,null,null,null,null,null,8596.1999999999989,11478.018181818181,"/",12114.527272727271,"/","7weeks",45,0,null,""]
[null,"THGT_F400","THGT","F400","THGT_F400_4_8_1000_6_20_5 kW STANDARD","4_8",1000,6,"STANDARD",null,"20_5 kW",2110,null,null,null,null,null,8124.3636363636351,11006.181818181816,"/",11642.690909090907,"/","7weeks",45,0,null,""]
[null,"THGT_F400","THGT","F400","THGT_F400_4_8_1000_6_4_0,75 kW STANDARD","4_8",1000,6,"STANDARD",null,"4_0,75 kW",2105,null,null,null,null,null,9722.9272727272728,12604.745454545455,"/",13241.254545454545,"/","7weeks",45,0,null,""]
[null,"THGT_F400","THGT","F400","THGT_F400_4_8_1000_6_5,5_1,1 kW STANDARD","4_8",1000,6,"STANDARD",null,"5,5_1,1 kW",2106,null,null,null,null,null,9216.1818181818162,12097.999999999998,"/",12734.509090909089,"/","7weeks",45,0,null,""]
[null,"THGT_F400","THGT","F400","THGT_F400_4_8_1000_6_7,5_1,5 kW STANDARD","4_8",1000,6,"STANDARD",null,"7,5_1,5 kW",2107,null,null,null,null,null,11176.563636363635,14058.381818181817,"/",14694.890909090907,"/","7weeks",45,0,null,""]
[null,"THGT_F400","THGT","F400","THGT_F400_4_8_1000_9_11_3 kW STANDARD","4_8",1000,9,"STANDARD",null,"11_3 kW",2108,null,null,null,null,null,11757.199999999999,14639.018181818181,"/",15275.527272727273,"/","7weeks",45,0,null,""]
[null,"THGT_F400","THGT","F400","THGT_F400_4_8_1000_9_14_3,5 kW STANDARD","4_8",1000,9,"STANDARD",null,"14_3,5 kW",509,null,null,null,null,null,8257.818181818182,11139.636363636364,"/",11776.145454545454,"/","7weeks",55,0,null,""]
[null,"THGT_F400","THGT","F400","THGT_F400_4_8_1000_9_17_4,3 kW STANDARD","4_8",1000,9,"STANDARD",null,"17_4,3 kW",2109,null,null,null,null,null,8741.6545454545449,11623.472727272727,"/",12259.981818181817,"/","7weeks",55,0,null,""]
[null,"THGT_F400","THGT","F400","THGT_F400_4_8_1000_9_20_5 kW STANDARD","4_8",1000,9,"STANDARD",null,"20_5 kW",2110,null,null,null,null,null,9795.7818181818184,12677.6,"/",13314.109090909091,"/","7weeks",55,0,null,""]
[null,"THGT_F400","THGT","F400","THGT_F400_4_8_1000_9_5,5_1,1 kW STANDARD","4_8",1000,9,"STANDARD",null,"5,5_1,1 kW",2106,null,null,null,null,null,9283.6363636363621,12165.454545454544,"/",12801.963636363635,"/","7weeks",55,0,null,""]
[null,"THGT_F400","THGT","F400","THGT_F400_4_8_1000_9_7,5_1,5 kW STANDARD","4_8",1000,9,"STANDARD",null,"7,5_1,5 kW",2107,null,null,null,null,null,10834.145454545453,13715.963636363635,"/",14352.472727272725,"/","7weeks",55,0,null,""]
[null,"THGT_F400","THGT","F400","THGT_F400_4_8_1120_3_11_3 kW STANDARD","4_8",1120,3,"STANDARD",null,"11_3 kW",2108,null,null,null,null,null,11390.799999999997,14272.618181818179,"/",14909.127272727272,"/","7weeks",55,0,null,""]
[null,"THGT_F400","THGT","F400","THGT_F400_4_8_1120_3_14_3,5 kW STANDARD","4_8",1120,3,"STANDARD",null,"14_3,5 kW",509,null,null,null,null,null,9232.7454545454548,12114.563636363635,"/",12751.072727272727,"/","7weeks",75,0,null,""]
[null,"THGT_F400","THGT","F400","THGT_F400_4_8_1120_3_17_4,3 kW STANDARD","4_8",1120,3,"STANDARD",null,"17_4,3 kW",2109,null,null,null,null,null,8708.363636363636,11590.181818181818,"/",12226.690909090908,"/","7weeks",75,0,null,""]
[null,"THGT_F400","THGT","F400","THGT_F400_4_8_1120_3_4_0,75 kW STANDARD","4_8",1120,3,"STANDARD",null,"4_0,75 kW",2105,null,null,null,null,null,10021.454545454544,12903.272727272726,"/",13539.781818181817,"/","7weeks",75,0,null,""]
[null,"THGT_F400","THGT","F400","THGT_F400_4_8_1120_3_5,5_1,1 kW STANDARD","4_8",1120,3,"STANDARD",null,"5,5_1,1 kW",2106,null,null,null,null,null,10592.618181818179,13474.436363636361,"/",14110.945454545452,"/","7weeks",75,0,null,""]
[null,"THGT_F400","THGT","F400","THGT_F400_4_8_1120_3_7,5_1,5 kW STANDARD","4_8",1120,3,"STANDARD",null,"7,5_1,5 kW",2107,null,null,null,null,null,12333.381818181817,15215.2,"/",15851.709090909091,"/","7weeks",75,0,null,""]
[null,"THGT_F400","THGT","F400","THGT_F400_4_8_1120_6_11_3 kW STANDARD","4_8",1120,6,"STANDARD",null,"11_3 kW",2108,null,null,null,null,null,11715.054545454544,14596.872727272726,"/",15233.381818181819,"/","7weeks",75,0,null,""]
[null,"THGT_F400","THGT","F400","THGT_F400_4_8_1120_6_14_3,5 kW STANDARD","4_8",1120,6,"STANDARD",null,"14_3,5 kW",509,null,null,null,null,null,{"$error":"#N/A"},{"$error":"#N/A"},{"$error":"#N/A"},{"$error":"#N/A"},"/",{"$error":"#N/A"},22,0,null,"IF YOU NEED PRICE CONTACT SALES DEPARTMENT"]
[null,"THGT_F400","THGT","F400","THGT_F400_4_8_1120_6_17_4,3 kW STANDARD","4_8",1120,6,"STANDARD",null,"17_4,3 kW",2109,null,null,null,null,null,4744.9454545454546,7654.0363636363636,7835.8545454545456,8472.363636363636,"/","to be confirmed",22,0,null,""]
[null,"THGT_F400","THGT","F400","THGT_F400_4_8_1120_6_20_5 kW STANDARD","4_8",1120,6,"STANDARD",null,"20_5 kW",2110,null,null,null,null,null,5468.6909090909085,8377.7818181818166,8559.5999999999985,9196.109090909089,"/","to be confirmed",22,0,null,""]
[null,"THGT_F400","THGT","F400","THGT_F400_4_8_1120_6_28_6,5 kW STANDARD","4_8",1120,6,"STANDARD",null,"28_6,5 kW",2111,null,null,null,null,null,5706.4727272727268,8615.5636363636349,8797.3818181818169,9433.8909090909074,"/","to be confirmed",22,0,null,""]
[null,"THGT_F400","THGT","F400","THGT_F400_4_8_1120_6_30_8 kW STANDARD","4_8",1120,6,"STANDARD",null,"30_8 kW",2112,null,null,null,null,null,6321.2181818181816,9230.3090909090897,9412.1272727272717,10048.636363636362,"/","to be confirmed",22,0,null,""]
[null,"THGT_F400","THGT","F400","THGT_F400_4_8_1120_6_7,5_1,5 kW STANDARD","4_8",1120,6,"STANDARD",null,"7,5_1,5 kW",2107,null,null,null,null,null,6054.5090909090904,8963.5999999999985,9145.4181818181805,9781.927272727271,"/","to be confirmed",22,0,null,""]
[null,"THGT_F400","THGT","F400","THGT_F400_4_8_1120_9_11_3 kW STANDARD","4_8",1120,9,"STANDARD",null,"11_3 kW",2108,null,null,null,null,null,6141.8181818181811,9050.9090909090901,9232.7272727272721,9869.2363636363625,"/","to be confirmed",30,0,null,""]
[null,"THGT_F400","THGT","F400","THGT_F400_4_8_1120_9_14_3,5 kW STANDARD","4_8",1120,9,"STANDARD",null,"14_3,5 kW",509,null,null,null,null,null,{"$error":"#N/A"},{"$error":"#N/A"},{"$error":"#N/A"},{"$error":"#N/A"},"/",{"$error":"#N/A"},30,0,null,"IF YOU NEED PRICE CONTACT SALES DEPARTMENT"]
[null,"THGT_F400","THGT","F400","THGT_F400_4_8_1120_9_17_4,3 kW STANDARD","4_8",1120,9,"STANDARD",null,"17_4,3 kW",2109,null,null,null,null,null,6932.7272727272721,9841.8181818181802,10023.636363636362,10660.145454545454,"/","to be confirmed",30,0,null,""]
[null,"THGT_F400","THGT","F400","THGT_F400_4_8_1120_9_20_5 kW STANDARD","4_8",1120,9,"STANDARD",null,"20_5 kW",2110,null,null,null,null,null,6881.6545454545449,9790.745454545453,9972.5636363636349,10609.072727272725,"/","to be confirmed",30,0,null,""]
[null,"THGT_F400","THGT","F400","THGT_F400_4_8_1120_9_28_6,5 kW STANDARD","4_8",1120,9,"STANDARD",null,"28_6,5 kW",2111,null,null,null,null,null,7554.0545454545445,10463.145454545453,10644.963636363635,11281.472727272725,"/","to be confirmed",30,0,null,""]
[null,"THGT_F400","THGT","F400","THGT_F400_4_8_1120_9_37_9,2 kW STANDARD","4_8",1120,9,"STANDARD",null,"37_9,2 kW",2113,null,null,null,null,null,7554.545454545454,10463.636363636362,10645.454545454544,11281.963636363635,"/","to be confirmed",30,0,null,""]
[null,"THGT_F400","THGT","F400","THGT_F400_4_8_1120_9_44_11 kW STANDARD","4_8",1120,9,"STANDARD",null,"44_11 kW",2114,null,null,null,null,null,6831.2909090909088,9922.1999999999989,"/",10558.709090909089,"/","7weeks",37,0,null,""]
[null,"THGT_F400","THGT","F400","THGT_F400_4_8_1250_3_11_3 kW STANDARD","4_8",1250,3,"STANDARD",null,"11_3 kW",2108,null,null,null,null,null,6522.454545454545,9613.363636363636,"/",10249.872727272726,"/","7weeks",37,0,null,""]
[null,"THGT_F400","THGT","F400","THGT_F400_4_8_1250_3_14_3,5 kW STANDARD","4_8",1250,3,"STANDARD",null,"14_3,5 kW",509,null,null,null,null,null,7571.927272727271,10662.836363636361,"/",11299.345454545453,"/","7weeks",37,0,null,""]
[null,"THGT_F400","THGT","F400","THGT_F400_4_8_1250_3_17_4,3 kW STANDARD","4_8",1250,3,"STANDARD",null,"17_4,3 kW",2109,null,null,null,null,null,7239.9999999999991,10330.90909090909,"/",10967.418181818181,"/","7weeks",37,0,null,""]
[null,"THGT_F400","THGT","F400","THGT_F400_4_8_1250_3_20_5 kW STANDARD","4_8",1250,3,"STANDARD",null,"20_5 kW",2110,null,null,null,null,null,8233.5272727272732,11324.436363636363,"/",11960.945454545454,"/","7weeks",37,0,null,""]
[null,"THGT_F400","THGT","F400","THGT_F400_4_8_1250_3_28_6,5 kW STANDARD","4_8",1250,3,"STANDARD",null,"28_6,5 kW",2111,null,null,null,null,null,8593.5090909090904,11684.418181818181,"/",12320.927272727273,"/","7weeks",37,0,null,""]
[null,"THGT_F400","THGT","F400","THGT_F400_4_8_1250_3_30_8 kW STANDARD","4_8",1250,3,"STANDARD",null,"30_8 kW",2112,null,null,null,null,null,8805.2909090909088,11896.199999999999,"/",12532.709090909089,"/","7weeks",45,0,null,""]
[null,"THGT_F400","THGT","F400","THGT_F400_4_8_1250_3_5,5_1,1 kW STANDARD","4_8",1250,3,"STANDARD",null,"5,5_1,1 kW",2106,null,null,null,null,null,8333.4545454545441,11424.363636363634,"/",12060.872727272725,"/","7weeks",45,0,null,""]
[null,"THGT_F400","THGT","F400","THGT_F400_4_8_1250_3_7,5_1,5 kW STANDARD","4_8",1250,3,"STANDARD",null,"7,5_1,5 kW",2107,null,null,null,null,null,9932.0181818181827,13022.927272727273,"/",13659.436363636363,"/","7weeks",45,0,null,""]
[null,"THGT_F400","THGT","F400","THGT_F400_4_8_1250_6_11_3 kW STANDARD","4_8",1250,6,"STANDARD",null,"11_3 kW",2108,null,null,null,null,null,9425.2727272727261,12516.181818181816,"/",13152.690909090907,"/","7weeks",45,0,null,""]
[null,"THGT_F400","THGT","F400","THGT_F400_4_8_1250_6_14_3,5 kW STANDARD","4_8",1250,6,"STANDARD",null,"14_3,5 kW",509,null,null,null,null,null,11385.654545454543,14476.563636363635,"/",15113.072727272727,"/","7weeks",45,0,null,""]
[null,"THGT_F400","THGT","F400","THGT_F400_4_8_1250_6_17_4,3 kW STANDARD","4_8",1250,6,"STANDARD",null,"17_4,3 kW",2109,null,null,null,null,null,11966.290909090909,15057.199999999997,"/",15693.709090909088,"/","7weeks",45,0,null,""]
[null,"THGT_F400","THGT","F400","THGT_F400_4_8_1250_6_20_5 kW STANDARD","4_8",1250,6,"STANDARD",null,"20_5 kW",2110,null,null,null,null,null,8466.9090909090901,11557.818181818182,"/",12194.327272727272,"/","7weeks",55,0,null,""]
[null,"THGT_F400","THGT","F400","THGT_F400_4_8_1250_6_28_6,5 kW STANDARD","4_8",1250,6,"STANDARD",null,"28_6,5 kW",2111,null,null,null,null,null,8950.745454545453,12041.654545454545,"/",12678.163636363635,"/","7weeks",55,0,null,""]
[null,"THGT_F400","THGT","F400","THGT_F400_4_8_1250_6_30_8 kW STANDARD","4_8",1250,6,"STANDARD",null,"30_8 kW",2112,null,null,null,null,null,10004.872727272726,13095.781818181818,"/",13732.290909090909,"/","7weeks",55,0,null,""]
[null,"THGT_F400","THGT","F400","THGT_F400_4_8_1250_6_37_9,2 kW STANDARD","4_8",1250,6,"STANDARD",null,"37_9,2 kW",2113,null,null,null,null,null,9492.7272727272721,12583.636363636362,"/",13220.145454545453,"/","7weeks",55,0,null,""]
[null,"THGT_F400","THGT","F400","THGT_F400_4_8_1250_6_44_11 kW STANDARD","4_8",1250,6,"STANDARD",null,"44_11 kW",2114,null,null,null,null,null,11043.236363636363,14134.145454545453,"/",14770.654545454543,"/","7weeks",55,0,null,""]
[null,"THGT_F400","THGT","F400","THGT_F400_4_8_1250_9_14_3,5 kW STANDARD","4_8",1250,9,"STANDARD",null,"14_3,5 kW",509,null,null,null,null,null,11599.890909090907,14690.799999999997,"/",15327.30909090909,"/","7weeks",55,0,null,""]
[null,"THGT_F400","THGT","F400","THGT_F400_4_8_1250_9_17_4,3 kW STANDARD","4_8",1250,9,"STANDARD",null,"17_4,3 kW",2109,null,null,null,null,null,8917.454545454546,12008.363636363636,"/",12644.872727272726,"/","7weeks",75,0,null,""]
[null,"THGT_F400","THGT","F400","THGT_F400_4_8_1250_9_20_5 kW STANDARD","4_8",1250,9,"STANDARD",null,"20_5 kW",2110,null,null,null,null,null,9441.8363636363629,12532.745454545455,"/",13169.254545454545,"/","7weeks",75,0,null,""]
[null,"THGT_F400","THGT","F400","THGT_F400_4_8_1250_9_28_6,5 kW STANDARD","4_8",1250,9,"STANDARD",null,"28_6,5 kW",2111,null,null,null,null,null,10230.545454545454,13321.454545454544,"/",13957.963636363635,"/","7weeks",75,0,null,""]
[null,"THGT_F400","THGT","F400","THGT_F400_4_8_1250_9_30_8 kW STANDARD","4_8",1250,9,"STANDARD",null,"30_8 kW",2112,null,null,null,null,null,10801.709090909089,13892.618181818179,"/",14529.12727272727,"/","7weeks",75,0,null,""]
[null,"THGT_F400","THGT","F400","THGT_F400_4_8_1250_9_37_9,2 kW STANDARD","4_8",1250,9,"STANDARD",null,"37_9,2 kW",2113,null,null,null,null,null,12542.472727272725,15633.381818181819,"/",16269.890909090909,"/","7weeks",75,0,null,""]
[null,"THGT_F400","THGT","F400","THGT_F400_4_8_1250_9_44_11 kW STANDARD","4_8",1250,9,"STANDARD",null,"44_11 kW",2114,null,null,null,null,null,11924.145454545453,15015.054545454543,"/",15651.563636363633,"/","7weeks",75,0,null,""]
[null,"THGT_F400","THGT","F400","THGT_F400_4_8_1250_12_17_4,3 kW STANDARD","4_8",1250,12,"STANDARD",null,"17_4,3 kW",2109,null,null,null,null,null,533.58181818181822,837.21818181818185,728.12727272727273,882.67272727272723,"/","to be confirmed",0.55000000000000004,0,null,""]
[null,"THGT_F400","THGT","F400","THGT_F400_4_8_1250_12_20_5 kW STANDARD","4_8",1250,12,"STANDARD",null,"20_5 kW",2110,null,null,null,null,null,533.58181818181822,837.21818181818185,728.12727272727273,882.67272727272723,"/","3weeks",0.55000000000000004,0,null,""]
[null,"THGT_F400","THGT","F400","THGT_F400_4_8_1250_12_28_6,5 kW STANDARD","4_8",1250,12,"STANDARD",null,"28_6,5 kW",2111,null,null,null,null,null,598.19999999999993,901.83636363636356,792.74545454545444,947.29090909090905,"/","to be confirmed",0.55000000000000004,0,null,""]
[null,"THGT_F400","THGT","F400","THGT_F400_4_8_1250_12_30_8 kW STANDARD","4_8",1250,12,"STANDARD",null,"30_8 kW",2112,null,null,null,null,null,598.19999999999993,901.83636363636356,792.74545454545444,947.29090909090905,"/","5weeks",0.55000000000000004,0,null,""]
[null,"THGT_F400","THGT","F400","THGT_F400_4_8_1250_12_37_9,2 kW STANDARD","4_8",1250,12,"STANDARD",null,"37_9,2 kW",2113,null,null,null,null,null,783.63636363636363,1087.2727272727273,978.18181818181813,1132.7272727272727,"/","3weeks",0.55000000000000004,0,null,""]
[null,"THGT_F400","THGT","F400","THGT_F400_4_8_1250_12_44_11 kW STANDARD","4_8",1250,12,"STANDARD",null,"44_11 kW",2114,null,null,null,null,null,783.63636363636363,1087.2727272727273,978.18181818181813,1132.7272727272727,"/","3weeks",0.55000000000000004,0,null,""]
[null,"THGT_F400","THGT","F400","THGT_F400_4_8_1409_3_14_3,5 kW STANDARD","4_8",1409,3,"STANDARD",null,"14_3,5 kW",509,null,null,null,null,null,566.30909090909097,902.67272727272723,793.58181818181822,948.12727272727273,"/","3weeks",0.55000000000000004,0,null,""]
[null,"THGT_F400","THGT","F400","THGT_F400_4_8_1409_3_17_4,3 kW STANDARD","4_8",1409,3,"STANDARD",null,"17_4,3 kW",2109,null,null,null,null,null,566.30909090909097,902.67272727272723,793.58181818181822,948.12727272727273,"/","to be confirmed",0.55000000000000004,0,null,""]
[null,"THGT_F400","THGT","F400","THGT_F400_4_8_1409_3_20_5 kW STANDARD","4_8",1409,3,"STANDARD",null,"20_5 kW",2110,null,null,null,null,null,630.92727272727268,967.29090909090894,858.19999999999993,1012.7454545454544,"/","to be confirmed",0.55000000000000004,0,null,""]
[null,"THGT_F400","THGT","F400","THGT_F400_4_8_1409_3_28_6,5 kW STANDARD","4_8",1409,3,"STANDARD",null,"28_6,5 kW",2111,null,null,null,null,null,630.92727272727268,967.29090909090894,858.19999999999993,1012.7454545454544,"/","5weeks",0.55000000000000004,0,null,""]
[null,"THGT_F400","THGT","F400","THGT_F400_4_8_1409_3_37_9,2 kW STANDARD","4_8",1409,3,"STANDARD",null,"37_9,2 kW",2113,null,null,null,null,null,816.36363636363626,1152.7272727272725,1043.6363636363635,1198.181818181818,"/","3weeks",0.55000000000000004,0,null,""]
[null,"THGT_F400","THGT","F400","THGT_F400_4_8_1409_3_44_11 kW STANDARD","4_8",1409,3,"STANDARD",null,"44_11 kW",2114,null,null,null,null,null,816.36363636363626,1152.7272727272725,1043.6363636363635,1198.181818181818,"/","3weeks",0.55000000000000004,0,null,""]
[null,"THGT_F400","THGT","F400","THGT_F400_4_8_1409_3_55_14,7 kW STANDARD","4_8",1409,3,"STANDARD",null,"55_14,7 kW",6118,null,null,null,null,null,{"$error":"#N/A"},{"$error":"#N/A"},{"$error":"#N/A"},{"$error":"#N/A"},"/",{"$error":"#N/A"},0.75,0,null,"IF YOU NEED PRICE CONTACT SALES DEPARTMENT"]
[null,"THGT_F400","THGT","F400","THGT_F400_4_8_1409_6_110_27 kW STANDARD","4_8",1409,6,"STANDARD",null,"110_27 kW",6032,null,null,null,null,null,589.21818181818173,925.58181818181811,816.49090909090899,971.03636363636349,"/","to be confirmed",0.75,0,null,""]
[null,"THGT_F400","THGT","F400","THGT_F400_4_8_1409_6_130_33 kW STANDARD","4_8",1409,6,"STANDARD",null,"130_33 kW",5795,null,null,null,null,null,674.61818181818182,1010.9818181818181,901.89090909090908,1056.4363636363635,"/","to be confirmed",0.75,0,null,""]
[null,"THGT_F400","THGT","F400","THGT_F400_4_8_1409_6_28_6,5 kW STANDARD","4_8",1409,6,"STANDARD",null,"28_6,5 kW",2111,null,null,null,null,null,699.83636363636356,1036.1999999999998,927.10909090909081,1081.6545454545453,"/","to be confirmed",0.75,0,null,""]
[null,"THGT_F400","THGT","F400","THGT_F400_4_8_1409_6_30_8 kW STANDARD","4_8",1409,6,"STANDARD",null,"30_8 kW",2112,null,null,null,null,null,840.89090909090908,1177.2545454545455,1068.1636363636362,1222.7090909090907,"/","4weeks",0.75,0,null,""]
[null,"THGT_F400","THGT","F400","THGT_F400_4_8_1409_6_37_9,2 kW STANDARD","4_8",1409,6,"STANDARD",null,"37_9,2 kW",2113,null,null,null,null,null,880.43636363636358,1216.8,1107.7090909090909,1262.2545454545455,"/","to be confirmed",0.75,0,null,""]
[null,"THGT_F400","THGT","F400","THGT_F400_4_8_1409_6_44_11 kW STANDARD","4_8",1409,6,"STANDARD",null,"44_11 kW",2114,null,null,null,null,null,623.58181818181822,959.94545454545448,850.85454545454547,1005.4,"/","to be confirmed",1.1000000000000001,0,null,""]
[null,"THGT_F400","THGT","F400","THGT_F400_4_8_1409_6_55_14,7 kW STANDARD","4_8",1409,6,"STANDARD",null,"55_14,7 kW",6118,null,null,null,null,null,{"$error":"#N/A"},{"$error":"#N/A"},{"$error":"#N/A"},{"$error":"#N/A"},"/",{"$error":"#N/A"},1.1000000000000001,0,null,"IF YOU NEED PRICE CONTACT SALES DEPARTMENT"]
[null,"THGT_F400","THGT","F400","THGT_F400_4_8_1409_6_68_17 kW STANDARD","4_8",1409,6,"STANDARD",null,"68_17 kW",5812,null,null,null,null,null,688.10909090909092,1024.4727272727273,915.38181818181818,1069.9272727272728,"/","to be confirmed",1.1000000000000001,0,null,""]
[null,"THGT_F400","THGT","F400","THGT_F400_4_8_1409_6_80_20 kW STANDARD","4_8",1409,6,"STANDARD",null,"80_20 kW",5908,null,null,null,null,null,714.8,1051.1636363636362,942.07272727272721,1096.6181818181817,"/","to be confirmed",1.1000000000000001,0,null,""]
[null,"THGT_F400","THGT","F400","THGT_F400_4_8_1409_9_110_27 kW STANDARD","4_8",1409,9,"STANDARD",null,"110_27 kW",6032,null,null,null,null,null,901.5454545454545,1237.9090909090908,1128.8181818181818,1283.3636363636363,"/","to be confirmed",1.1000000000000001,0,null,""]
[null,"THGT_F400","THGT","F400","THGT_F400_4_8_1409_9_130_33 kW STANDARD","4_8",1409,9,"STANDARD",null,"130_33 kW",5795,null,null,null,null,null,860.09090909090901,1196.4545454545453,1087.3636363636363,1241.9090909090908,"/","3weeks",1.1000000000000001,0,null,""]
[null,"THGT_F400","THGT","F400","THGT_F400_4_8_1409_9_160_40 kW STANDARD","4_8",1409,9,"STANDARD",null,"160_40 kW",5924,null,null,null,null,null,573.58181818181822,917.21818181818185,808.12727272727273,971.76363636363635,"/","3weeks",0.55000000000000004,0,null,""]
[null,"THGT_F400","THGT","F400","THGT_F400_4_8_1409_9_44_11 kW STANDARD","4_8",1409,9,"STANDARD",null,"44_11 kW",2114,null,null,null,null,null,573.58181818181822,917.21818181818185,808.12727272727273,971.76363636363635,"/","to be confirmed",0.55000000000000004,0,null,""]
[null,"THGT_F400","THGT","F400","THGT_F400_4_8_1409_9_55_14,7 kW STANDARD","4_8",1409,9,"STANDARD",null,"55_14,7 kW",6118,null,null,null,null,null,638.19999999999993,981.83636363636356,872.74545454545444,1036.3818181818181,"/","5weeks",0.55000000000000004,0,null,""]
[null,"THGT_F400","THGT","F400","THGT_F400_4_8_1409_9_68_17 kW STANDARD","4_8",1409,9,"STANDARD",null,"68_17 kW",5812,null,null,null,null,null,638.19999999999993,981.83636363636356,872.74545454545444,1036.3818181818181,"/","to be confirmed",0.55000000000000004,0,null,""]
[null,"THGT_F400","THGT","F400","THGT_F400_4_8_1409_9_80_20 kW STANDARD","4_8",1409,9,"STANDARD",null,"80_20 kW",5908,null,null,null,null,null,{"$error":"#N/A"},{"$error":"#N/A"},{"$error":"#N/A"},{"$error":"#N/A"},"/",{"$error":"#N/A"},0.75,0,null,"IF YOU NEED PRICE CONTACT SALES DEPARTMENT"]
[null,"THGT_F400","THGT","F400","THGT_F400_4_8_1409_12_110_27 kW STANDARD","4_8",1409,12,"STANDARD",null,"110_27 kW",6032,null,null,null,null,null,596.49090909090899,940.1272727272725,831.0363636363636,994.67272727272712,"/","to be confirmed",0.75,0,null,""]
[null,"THGT_F400","THGT","F400","THGT_F400_4_8_1409_12_130_33 kW STANDARD","4_8",1409,12,"STANDARD",null,"130_33 kW",5795,null,null,null,null,null,707.10909090909081,1050.7454545454543,941.65454545454531,1105.2909090909091,"/","to be confirmed",0.75,0,null,""]
[null,"THGT_F400","THGT","F400","THGT_F400_4_8_1409_12_160_40 kW STANDARD","4_8",1409,12,"STANDARD",null,"160_40 kW",5924,null,null,null,null,null,681.89090909090908,1025.5272727272725,916.43636363636358,1080.0727272727272,"/","to be confirmed",0.75,0,null,""]
[null,"THGT_F400","THGT","F400","THGT_F400_4_8_1409_12_55_14,7 kW STANDARD","4_8",1409,12,"STANDARD",null,"55_14,7 kW",6118,null,null,null,null,null,865.45454545454538,1250.9090909090908,1141.8181818181818,1305.4545454545453,"/","3weeks",0.55000000000000004,0,null,""]
[null,"THGT_F400","THGT","F400","THGT_F400_4_8_1409_12_68_17 kW STANDARD","4_8",1409,12,"STANDARD",null,"68_17 kW",5812,null,null,null,null,null,865.45454545454538,1250.9090909090908,1141.8181818181818,1305.4545454545453,"/","3weeks",0.55000000000000004,0,null,""]
[null,"THGT_F400","THGT","F400","THGT_F400_4_8_1409_12_80_20 kW STANDARD","4_8",1409,12,"STANDARD",null,"80_20 kW",5908,null,null,null,null,null,929.5272727272727,1314.9818181818182,1205.890909090909,1369.5272727272727,"/","to be confirmed",0.75,0,null,""]
[null,"THGT_F400","THGT","F400","THGT_F400_4_8_1609_3_110_27 kW STANDARD","4_8",1609,3,"STANDARD",null,"110_27 kW",6032,null,null,null,null,null,889.98181818181808,1275.4363636363635,1166.3454545454545,1329.9818181818182,"/","4weeks",0.75,0,null,""]
[null,"THGT_F400","THGT","F400","THGT_F400_4_8_1609_3_30_8 kW STANDARD","4_8",1609,3,"STANDARD",null,"30_8 kW",2112,null,null,null,null,null,950.63636363636363,1336.090909090909,1227,1390.6363636363635,"/","to be confirmed",1.1000000000000001,0,null,""]
[null,"THGT_F400","THGT","F400","THGT_F400_4_8_1609_3_37_9,2 kW STANDARD","4_8",1609,3,"STANDARD",null,"37_9,2 kW",2113,null,null,null,null,null,909.18181818181813,1294.6363636363635,1185.5454545454543,1349.181818181818,"/","3weeks",1.1000000000000001,0,null,""]
[null,"THGT_F400","THGT","F400","THGT_F400_4_8_1609_3_44_11 kW STANDARD","4_8",1609,3,"STANDARD",null,"44_11 kW",2114,null,null,null,null,null,620.85454545454547,1011.7636363636364,902.67272727272723,1066.3090909090909,"/","3weeks",0.55000000000000004,0,null,""]
[null,"THGT_F400","THGT","F400","THGT_F400_4_8_1609_3_55_14,7 kW STANDARD","4_8",1609,3,"STANDARD",null,"55_14,7 kW",6118,null,null,null,null,null,620.85454545454547,1011.7636363636364,902.67272727272723,1066.3090909090909,"/","to be confirmed",0.55000000000000004,0,null,""]
[null,"THGT_F400","THGT","F400","THGT_F400_4_8_1609_3_68_17 kW STANDARD","4_8",1609,3,"STANDARD",null,"68_17 kW",5812,null,null,null,null,null,685.47272727272718,1076.3818181818181,967.29090909090894,1130.9272727272726,"/","5weeks",0.55000000000000004,0,null,""]
[null,"THGT_F400","THGT","F400","THGT_F400_4_8_1609_3_80_20 kW STANDARD","4_8",1609,3,"STANDARD",null,"80_20 kW",5908,null,null,null,null,null,685.47272727272718,1076.3818181818181,967.29090909090894,1130.9272727272726,"/","to be confirmed",0.55000000000000004,0,null,""]
[null,"THGT_F400","THGT","F400","THGT_F400_4_8_1609_6_110_27 kW STANDARD","4_8",1609,6,"STANDARD",null,"110_27 kW",6032,null,null,null,null,null,643.76363636363635,1034.6727272727271,925.58181818181811,1089.2181818181816,"/","to be confirmed",0.75,0,null,""]
[null,"THGT_F400","THGT","F400","THGT_F400_4_8_1609_6_130_33 kW STANDARD","4_8",1609,6,"STANDARD",null,"130_33 kW",5795,null,null,null,null,null,{"$error":"#N/A"},{"$error":"#N/A"},{"$error":"#N/A"},{"$error":"#N/A"},"/",{"$error":"#N/A"},0.75,0,null,"IF YOU NEED PRICE CONTACT SALES DEPARTMENT"]
[null,"THGT_F400","THGT","F400","THGT_F400_4_8_1609_6_160_40 kW STANDARD","4_8",1609,6,"STANDARD",null,"160_40 kW",5924,null,null,null,null,null,754.38181818181806,1145.2909090909091,1036.1999999999998,1199.8363636363636,"/","to be confirmed",0.75,0,null,""]
[null,"THGT_F400","THGT","F400","THGT_F400_4_8_1609_6_55_14,7 kW STANDARD","4_8",1609,6,"STANDARD",null,"55_14,7 kW",6118,null,null,null,null,null,729.16363636363633,1120.0727272727272,1010.9818181818181,1174.6181818181817,"/","to be confirmed",0.75,0,null,""]
[null,"THGT_F400","THGT","F400","THGT_F400_4_8_1609_6_68_17 kW STANDARD","4_8",1609,6,"STANDARD",null,"68_17 kW",5812,null,null,null,null,null,{"$error":"#N/A"},{"$error":"#N/A"},{"$error":"#N/A"},{"$error":"#N/A"},"/",{"$error":"#N/A"},1.1000000000000001,0,null,"IF YOU NEED PRICE CONTACT SALES DEPARTMENT"]
[null,"THGT_F400","THGT","F400","THGT_F400_4_8_1609_6_80_20 kW STANDARD","4_8",1609,6,"STANDARD",null,"80_20 kW",5908,null,null,null,null,null,678.12727272727273,1069.0363636363636,959.94545454545448,1123.5818181818181,"/","to be confirmed",1.1000000000000001,0,null,""]
[null,"THGT_F400","THGT","F400","THGT_F400_4_8_1609_9_110_27 kW STANDARD","4_8",1609,9,"STANDARD",null,"110_27 kW",6032,null,null,null,null,null,769.34545454545446,1160.2545454545452,1051.1636363636362,1214.8,"/","to be confirmed",1.1000000000000001,0,null,""]
[null,"THGT_F400","THGT","F400","THGT_F400_4_8_1609_9_130_33 kW STANDARD","4_8",1609,9,"STANDARD",null,"130_33 kW",5795,null,null,null,null,null,742.65454545454543,1133.5636363636363,1024.4727272727273,1188.1090909090908,"/","to be confirmed",1.1000000000000001,0,null,""]
[null,"THGT_F400","THGT","F400","THGT_F400_4_8_1609_9_160_40 kW STANDARD","4_8",1609,9,"STANDARD",null,"160_40 kW",5924,null,null,null,null,null,901.81818181818176,1323.6363636363635,1214.5454545454545,1378.181818181818,"/","3weeks",0.55000000000000004,0,null,""]
[null,"THGT_F400","THGT","F400","THGT_F400_4_8_1609_9_68_17 kW STANDARD","4_8",1609,9,"STANDARD",null,"68_17 kW",5812,null,null,null,null,null,901.81818181818176,1323.6363636363635,1214.5454545454545,1378.181818181818,"/","3weeks",0.55000000000000004,0,null,""]
[null,"THGT_F400","THGT","F400","THGT_F400_4_8_1609_9_80_20 kW STANDARD","4_8",1609,9,"STANDARD",null,"80_20 kW",5908,null,null,null,null,null,926.34545454545446,1348.1636363636362,1239.0727272727272,1402.7090909090907,"/","4weeks",0.75,0,null,""]
[null,"THGT_F400","THGT","F400","THGT_F400_4_8_1609_12_110_27 kW STANDARD","4_8",1609,12,"STANDARD",null,"110_27 kW",6032,null,null,null,null,null,965.89090909090908,1387.7090909090907,1278.6181818181817,1442.2545454545455,"/","to be confirmed",0.75,0,null,""]
[null,"THGT_F400","THGT","F400","THGT_F400_4_8_1609_12_130_33 kW STANDARD","4_8",1609,12,"STANDARD",null,"130_33 kW",5795,null,null,null,null,null,987,1408.8181818181818,1299.7272727272727,1463.3636363636363,"/","to be confirmed",1.1000000000000001,0,null,""]
[null,"THGT_F400","THGT","F400","THGT_F400_4_8_1609_12_160_40 kW STANDARD","4_8",1609,12,"STANDARD",null,"160_40 kW",5924,null,null,null,null,null,945.54545454545439,1367.3636363636363,1258.272727272727,1421.9090909090908,"/","3weeks",1.1000000000000001,0,null,""]
[null,"THGT_F400","THGT","F400","THGT_F400_4_8_1609_12_68_17 kW STANDARD","4_8",1609,12,"STANDARD",null,"68_17 kW",5812,null,null,null,null,null,676.49090909090899,1100.1272727272726,991.03636363636349,1154.6727272727271,"/","to be confirmed",0.75,0,null,""]
[null,"THGT_F400","THGT","F400","THGT_F400_4_8_1609_12_80_20 kW STANDARD","4_8",1609,12,"STANDARD",null,"80_20 kW",5908,null,null,null,null,null,{"$error":"#N/A"},{"$error":"#N/A"},{"$error":"#N/A"},{"$error":"#N/A"},"/",{"$error":"#N/A"},0.75,0,null,"IF YOU NEED PRICE CONTACT SALES DEPARTMENT"]
[null,"THGT_F400","THGT","F400","THGT_F400_6_12_560_6_0,55_0,09 kW STANDARD","6_12",560,6,"STANDARD",null,"0,55_0,09 kW",2130,null,null,null,null,null,761.89090909090908,1185.5272727272725,1076.4363636363635,1240.0727272727272,"/","to be confirmed",0.75,0,null,""]
[null,"THGT_F400","THGT","F400","THGT_F400_6_12_630_6_0,55_0,09 kW STANDARD","6_12",630,6,"STANDARD",null,"0,55_0,09 kW",2130,null,null,null,null,null,787.10909090909081,1210.7454545454543,1101.6545454545453,1265.2909090909088,"/","to be confirmed",0.75,0,null,""]
[null,"THGT_F400","THGT","F400","THGT_F400_6_12_630_6_0,75_0,12 kW STANDARD","6_12",630,6,"STANDARD",null,"0,75_0,12 kW",2131,null,null,null,null,null,967.70909090909083,1391.3454545454545,1282.2545454545455,1445.890909090909,"/","to be confirmed",0.75,0,null,""]
[null,"THGT_F400","THGT","F400","THGT_F400_6_12_710_5_0,55_0,09 kW STANDARD","6_12",710,5,"STANDARD",null,"0,55_0,09 kW",2130,null,null,null,null,null,928.16363636363633,1351.8,1242.7090909090907,1406.3454545454545,"/","4weeks",0.75,0,null,""]
[null,"THGT_F400","THGT","F400","THGT_F400_6_12_710_5_0,75_0,12 kW STANDARD","6_12",710,5,"STANDARD",null,"0,75_0,12 kW",2131,null,null,null,null,null,{"$error":"#N/A"},{"$error":"#N/A"},{"$error":"#N/A"},{"$error":"#N/A"},"/",{"$error":"#N/A"},1.1000000000000001,0,null,"IF YOU NEED PRICE CONTACT SALES DEPARTMENT"]
[null,"THGT_F400","THGT","F400","THGT_F400_6_12_710_5_1,1_0,18 kW STANDARD","6_12",710,5,"STANDARD",null,"1,1_0,18 kW",2132,null,null,null,null,null,710.85454545454547,1134.4909090909091,1025.3999999999999,1189.0363636363636,"/","to be confirmed",1.1000000000000001,0,null,""]
[null,"THGT_F400","THGT","F400","THGT_F400_6_12_710_7_0,55_0,09 kW STANDARD","6_12",710,7,"STANDARD",null,"0,55_0,09 kW",2130,null,null,null,null,null,802.07272727272721,1225.7090909090907,1116.6181818181817,1280.2545454545452,"/","to be confirmed",1.1000000000000001,0,null,""]
[null,"THGT_F400","THGT","F400","THGT_F400_6_12_710_7_0,75_0,12 kW STANDARD","6_12",710,7,"STANDARD",null,"0,75_0,12 kW",2131,null,null,null,null,null,775.38181818181818,1199.0181818181818,1089.9272727272728,1253.5636363636363,"/","to be confirmed",1.1000000000000001,0,null,""]
[null,"THGT_F400","THGT","F400","THGT_F400_6_12_710_7_1,1_0,18 kW STANDARD","6_12",710,7,"STANDARD",null,"1,1_0,18 kW",2132,null,null,null,null,null,947.36363636363626,1370.9999999999998,1261.9090909090908,1425.5454545454543,"/","3weeks",1.1000000000000001,0,null,""]
[null,"THGT_F400","THGT","F400","THGT_F400_6_12_800_3_0,55_0,09 kW STANDARD","6_12",800,3,"STANDARD",null,"0,55_0,09 kW",2130,null,null,null,null,null,988.81818181818176,1412.4545454545453,1303.3636363636363,1467,"/","to be confirmed",1.1000000000000001,0,null,""]
[null,"THGT_F400","THGT","F400","THGT_F400_6_12_800_3_0,75_0,12 kW STANDARD","6_12",800,3,"STANDARD",null,"0,75_0,12 kW",2131,null,null,null,null,null,{"$error":"#N/A"},{"$error":"#N/A"},{"$error":"#N/A"},{"$error":"#N/A"},"/",{"$error":"#N/A"},1.5,0,null,"IF YOU NEED PRICE CONTACT SALES DEPARTMENT"]
[null,"THGT_F400","THGT","F400","THGT_F400_6_12_800_3_1,1_0,18 kW STANDARD","6_12",800,3,"STANDARD",null,"1,1_0,18 kW",2132,null,null,null,null,null,736.0545454545454,1159.6909090909089,1050.5999999999997,1214.2363636363634,"/","to be confirmed",1.5,0,null,""]
[null,"THGT_F400","THGT","F400","THGT_F400_6_12_800_3_1,5_0,25 kW STANDARD","6_12",800,3,"STANDARD",null,"1,5_0,25 kW",2133,null,null,null,null,null,868.34545454545457,1291.9818181818182,1182.890909090909,1346.5272727272727,"/","to be confirmed",1.5,0,null,""]
[null,"THGT_F400","THGT","F400","THGT_F400_6_12_800_6_0,55_0,09 kW STANDARD","6_12",800,6,"STANDARD",null,"0,55_0,09 kW",2130,null,null,null,null,null,835.09090909090901,1258.7272727272725,1149.6363636363635,1313.272727272727,"/","to be confirmed",1.5,0,null,""]
[null,"THGT_F400","THGT","F400","THGT_F400_6_12_800_6_0,75_0,12 kW STANDARD","6_12",800,6,"STANDARD",null,"0,75_0,12 kW",2131,null,null,null,null,null,1082.5636363636365,1506.2,1397.109090909091,1560.7454545454545,"/","3weeks",1.5,0,null,""]
[null,"THGT_F400","THGT","F400","THGT_F400_6_12_800_6_1,1_0,18 kW STANDARD","6_12",800,6,"STANDARD",null,"1,1_0,18 kW",2132,null,null,null,null,null,1137.5454545454545,1561.181818181818,1452.090909090909,1615.7272727272725,"/","to be confirmed",1.5,0,null,""]
[null,"THGT_F400","THGT","F400","THGT_F400_6_12_800_6_1,5_0,25 kW STANDARD","6_12",800,6,"STANDARD",null,"1,5_0,25 kW",2133,null,null,null,null,null,723.76363636363624,1194.6727272727271,1085.5818181818179,1249.2181818181816,"/","to be confirmed",0.75,0,null,""]
[null,"THGT_F400","THGT","F400","THGT_F400_6_12_800_6_2,2_0,37 kW STANDARD","6_12",800,6,"STANDARD",null,"2,2_0,37 kW",2134,null,null,null,null,null,{"$error":"#N/A"},{"$error":"#N/A"},{"$error":"#N/A"},{"$error":"#N/A"},"/",{"$error":"#N/A"},0.75,0,null,"IF YOU NEED PRICE CONTACT SALES DEPARTMENT"]
[null,"THGT_F400","THGT","F400","THGT_F400_6_12_800_9_0,75_0,12 kW STANDARD","6_12",800,9,"STANDARD",null,"0,75_0,12 kW",2131,null,null,null,null,null,834.38181818181806,1305.2909090909088,1196.1999999999998,1359.8363636363636,"/","to be confirmed",0.75,0,null,""]
[null,"THGT_F400","THGT","F400","THGT_F400_6_12_800_9_1,1_0,18 kW STANDARD","6_12",800,9,"STANDARD",null,"1,1_0,18 kW",2132,null,null,null,null,null,809.16363636363633,1280.0727272727272,1170.981818181818,1334.6181818181817,"/","to be confirmed",0.75,0,null,""]
[null,"THGT_F400","THGT","F400","THGT_F400_6_12_800_9_1,5_0,25 kW STANDARD","6_12",800,9,"STANDARD",null,"1,5_0,25 kW",2133,null,null,null,null,null,1014.9818181818181,1485.890909090909,1376.8,1540.4363636363635,"/","to be confirmed",0.75,0,null,""]
[null,"THGT_F400","THGT","F400","THGT_F400_6_12_800_9_2,2_0,37 kW STANDARD","6_12",800,9,"STANDARD",null,"2,2_0,37 kW",2134,null,null,null,null,null,975.43636363636358,1446.3454545454545,1337.2545454545455,1500.890909090909,"/","4weeks",0.75,0,null,""]
[null,"THGT_F400","THGT","F400","THGT_F400_6_12_800_9_3_0,55 kW STANDARD","6_12",800,9,"STANDARD",null,"3_0,55 kW",2135,null,null,null,null,null,758.12727272727273,1229.0363636363636,1119.9454545454546,1283.5818181818181,"/","to be confirmed",1.1000000000000001,0,null,""]
[null,"THGT_F400","THGT","F400","THGT_F400_6_12_900_3_1,1_0,18 kW STANDARD","6_12",900,3,"STANDARD",null,"1,1_0,18 kW",2132,null,null,null,null,null,{"$error":"#N/A"},{"$error":"#N/A"},{"$error":"#N/A"},{"$error":"#N/A"},"/",{"$error":"#N/A"},1.1000000000000001,0,null,"IF YOU NEED PRICE CONTACT SALES DEPARTMENT"]
[null,"THGT_F400","THGT","F400","THGT_F400_6_12_900_3_1,5_0,25 kW STANDARD","6_12",900,3,"STANDARD",null,"1,5_0,25 kW",2133,null,null,null,null,null,822.65454545454543,1293.5636363636363,1184.4727272727273,1348.1090909090908,"/","to be confirmed",1.1000000000000001,0,null,""]
[null,"THGT_F400","THGT","F400","THGT_F400_6_12_900_6_1,1_0,18 kW STANDARD","6_12",900,6,"STANDARD",null,"1,1_0,18 kW",2132,null,null,null,null,null,849.34545454545446,1320.2545454545452,1211.1636363636362,1374.8,"/","to be confirmed",1.1000000000000001,0,null,""]
[null,"THGT_F400","THGT","F400","THGT_F400_6_12_900_6_1,5_0,25 kW STANDARD","6_12",900,6,"STANDARD",null,"1,5_0,25 kW",2133,null,null,null,null,null,994.63636363636351,1465.5454545454543,1356.4545454545453,1520.0909090909088,"/","3weeks",1.1000000000000001,0,null,""]
[null,"THGT_F400","THGT","F400","THGT_F400_6_12_900_6_2,2_0,37 kW STANDARD","6_12",900,6,"STANDARD",null,"2,2_0,37 kW",2134,null,null,null,null,null,1036.090909090909,1507,1397.9090909090908,1561.5454545454545,"/","to be confirmed",1.1000000000000001,0,null,""]
[null,"THGT_F400","THGT","F400","THGT_F400_6_12_900_6_3_0,55 kW STANDARD","6_12",900,6,"STANDARD",null,"3_0,55 kW",2135,null,null,null,null,null,783.32727272727266,1254.2363636363634,1145.1454545454544,1308.7818181818179,"/","to be confirmed",1.5,0,null,""]
[null,"THGT_F400","THGT","F400","THGT_F400_6_12_900_9_1,1_0,18 kW STANDARD","6_12",900,9,"STANDARD",null,"1,1_0,18 kW",2132,null,null,null,null,null,{"$error":"#N/A"},{"$error":"#N/A"},{"$error":"#N/A"},{"$error":"#N/A"},"/",{"$error":"#N/A"},1.5,0,null,"IF YOU NEED PRICE CONTACT SALES DEPARTMENT"]
[null,"THGT_F400","THGT","F400","THGT_F400_6_12_900_9_1,5_0,25 kW STANDARD","6_12",900,9,"STANDARD",null,"1,5_0,25 kW",2133,null,null,null,null,null,882.36363636363626,1353.272727272727,1244.181818181818,1407.8181818181815,"/","to be confirmed",1.5,0,null,""]
[null,"THGT_F400","THGT","F400","THGT_F400_6_12_900_9_2,2_0,37 kW STANDARD","6_12",900,9,"STANDARD",null,"2,2_0,37 kW",2134,null,null,null,null,null,915.61818181818182,1386.5272727272727,1277.4363636363637,1441.0727272727272,"/","to be confirmed",1.5,0,null,""]
[null,"THGT_F400","THGT","F400","THGT_F400_6_12_900_9_3_0,55 kW STANDARD","6_12",900,9,"STANDARD",null,"3_0,55 kW",2135,null,null,null,null,null,1129.8363636363638,1600.7454545454545,1491.6545454545455,1655.2909090909091,"/","3weeks",1.5,0,null,""]
[null,"THGT_F400","THGT","F400","THGT_F400_6_12_1000_3_1,1_0,18 kW STANDARD","6_12",1000,3,"STANDARD",null,"1,1_0,18 kW",2132,null,null,null,null,null,1184.8181818181818,1655.7272727272725,1546.6363636363635,1710.272727272727,"/","to be confirmed",1.5,0,null,""]
[null,"THGT_F400","THGT","F400","THGT_F400_6_12_1000_3_1,5_0,25 kW STANDARD","6_12",1000,3,"STANDARD",null,"1,5_0,25 kW",2133,null,null,null,null,null,836.0181818181818,1306.9272727272726,1197.8363636363633,1361.4727272727271,"/","to be confirmed",2.2000000000000002,0,null,""]
[null,"THGT_F400","THGT","F400","THGT_F400_6_12_1000_3_2,2_0,37 kW STANDARD","6_12",1000,3,"STANDARD",null,"2,2_0,37 kW",2134,null,null,null,null,null,976.36363636363626,1447.2727272727273,1338.181818181818,1501.8181818181818,"/","to be confirmed",2.2000000000000002,0,null,""]
[null,"THGT_F400","THGT","F400","THGT_F400_6_12_1000_3_3_0,55 kW STANDARD","6_12",1000,3,"STANDARD",null,"3_0,55 kW",2135,null,null,null,null,null,937.09090909090901,1407.9999999999998,1298.9090909090908,1462.5454545454543,"/","to be confirmed",2.2000000000000002,0,null,""]
[null,"THGT_F400","THGT","F400","THGT_F400_6_12_1000_3_4_0,65 kW STANDARD","6_12",1000,3,"STANDARD",null,"4_0,65 kW",2136,null,null,null,null,null,1156.2181818181818,1627.1272727272728,1518.0363636363636,1681.6727272727273,"/","3weeks",2.2000000000000002,0,null,""]
[null,"THGT_F400","THGT","F400","THGT_F400_6_12_1000_6_1,1_0,18 kW STANDARD","6_12",1000,6,"STANDARD",null,"1,1_0,18 kW",2132,null,null,null,null,null,1213.8363636363636,1684.7454545454543,1575.6545454545453,1739.2909090909091,"/","to be confirmed",2.2000000000000002,0,null,""]
[null,"THGT_F400","THGT","F400","THGT_F400_6_12_1000_6_1,5_0,25 kW STANDARD","6_12",1000,6,"STANDARD",null,"1,5_0,25 kW",2133,null,null,null,null,null,{"$error":"#N/A"},{"$error":"#N/A"},{"$error":"#N/A"},{"$error":"#N/A"},"/",{"$error":"#N/A"},0.75,0,null,"IF YOU NEED PRICE CONTACT SALES DEPARTMENT"]
[null,"THGT_F400","THGT","F400","THGT_F400_6_12_1000_6_2,2_0,37 kW STANDARD","6_12",1000,6,"STANDARD",null,"2,2_0,37 kW",2134,null,null,null,null,null,780.12727272727261,1307.3999999999999,1198.3090909090906,1361.9454545454544,"/","to be confirmed",0.75,0,null,""]
[null,"THGT_F400","THGT","F400","THGT_F400_6_12_1000_6_3_0,55 kW STANDARD","6_12",1000,6,"STANDARD",null,"3_0,55 kW",2135,null,null,null,null,null,890.74545454545444,1418.0181818181816,1308.9272727272726,1472.5636363636361,"/","to be confirmed",0.75,0,null,""]
[null,"THGT_F400","THGT","F400","THGT_F400_6_12_1000_6_4_0,65 kW STANDARD","6_12",1000,6,"STANDARD",null,"4_0,65 kW",2136,null,null,null,null,null,865.5272727272727,1392.7999999999997,1283.7090909090907,1447.3454545454545,"/","to be confirmed",0.75,0,null,""]
[null,"THGT_F400","THGT","F400","THGT_F400_6_12_1000_6_6_1,2 kW STANDARD","6_12",1000,6,"STANDARD",null,"6_1,2 kW",2137,null,null,null,null,null,1071.3454545454545,1598.6181818181817,1489.5272727272727,1653.1636363636362,"/","to be confirmed",0.75,0,null,""]
[null,"THGT_F400","THGT","F400","THGT_F400_6_12_1000_9_1,5_0,25 kW STANDARD","6_12",1000,9,"STANDARD",null,"1,5_0,25 kW",2133,null,null,null,null,null,1031.8,1559.0727272727272,1449.981818181818,1613.6181818181817,"/","4weeks",0.75,0,null,""]
[null,"THGT_F400","THGT","F400","THGT_F400_6_12_1000_9_2,2_0,37 kW STANDARD","6_12",1000,9,"STANDARD",null,"2,2_0,37 kW",2134,null,null,null,null,null,{"$error":"#N/A"},{"$error":"#N/A"},{"$error":"#N/A"},{"$error":"#N/A"},"/",{"$error":"#N/A"},1.1000000000000001,0,null,"IF YOU NEED PRICE CONTACT SALES DEPARTMENT"]
[null,"THGT_F400","THGT","F400","THGT_F400_6_12_1000_9_3_0,55 kW STANDARD","6_12",1000,9,"STANDARD",null,"3_0,55 kW",2135,null,null,null,null,null,814.4909090909091,1341.7636363636364,1232.6727272727271,1396.3090909090909,"/","to be confirmed",1.1000000000000001,0,null,""]
[null,"THGT_F400","THGT","F400","THGT_F400_6_12_1000_9_4_0,65 kW STANDARD","6_12",1000,9,"STANDARD",null,"4_0,65 kW",2136,null,null,null,null,null,905.70909090909083,1432.981818181818,1323.890909090909,1487.5272727272725,"/","to be confirmed",1.1000000000000001,0,null,""]
[null,"THGT_F400","THGT","F400","THGT_F400_6_12_1000_9_6_1,2 kW STANDARD","6_12",1000,9,"STANDARD",null,"6_1,2 kW",2137,null,null,null,null,null,879.0181818181818,1406.2909090909091,1297.2,1460.8363636363636,"/","to be confirmed",1.1000000000000001,0,null,""]
[null,"THGT_F400","THGT","F400","THGT_F400_6_12_1000_9_7,5_1,5 kW STANDARD","6_12",1000,9,"STANDARD",null,"7,5_1,5 kW",2138,null,null,null,null,null,1092.4545454545455,1619.7272727272727,1510.6363636363635,1674.2727272727273,"/","to be confirmed",1.1000000000000001,0,null,""]
[null,"THGT_F400","THGT","F400","THGT_F400_6_12_1250_3_1,5_0,25 kW STANDARD","6_12",1250,3,"STANDARD",null,"1,5_0,25 kW",2133,null,null,null,null,null,1050.9999999999998,1578.272727272727,1469.181818181818,1632.8181818181815,"/","3weeks",1.1000000000000001,0,null,""]
[null,"THGT_F400","THGT","F400","THGT_F400_6_12_1250_3_12_2,4 kW STANDARD","6_12",1250,3,"STANDARD",null,"12_2,4 kW",2139,null,null,null,null,null,839.69090909090903,1366.9636363636362,1257.8727272727269,1421.5090909090907,"/","to be confirmed",1.5,0,null,""]
[null,"THGT_F400","THGT","F400","THGT_F400_6_12_1250_3_2,2_0,37 kW STANDARD","6_12",1250,3,"STANDARD",null,"2,2_0,37 kW",2134,null,null,null,null,null,{"$error":"#N/A"},{"$error":"#N/A"},{"$error":"#N/A"},{"$error":"#N/A"},"/",{"$error":"#N/A"},1.5,0,null,"IF YOU NEED PRICE CONTACT SALES DEPARTMENT"]
[null,"THGT_F400","THGT","F400","THGT_F400_6_12_1250_3_3_0,55 kW STANDARD","6_12",1250,3,"STANDARD",null,"3_0,55 kW",2135,null,null,null,null,null,971.9818181818182,1499.2545454545455,1390.1636363636362,1553.8,"/","to be confirmed",1.5,0,null,""]
[null,"THGT_F400","THGT","F400","THGT_F400_6_12_1250_3_4_0,65 kW STANDARD","6_12",1250,3,"STANDARD",null,"4_0,65 kW",2136,null,null,null,null,null,938.72727272727252,1465.9999999999998,1356.9090909090908,1520.5454545454543,"/","to be confirmed",1.5,0,null,""]
[null,"THGT_F400","THGT","F400","THGT_F400_6_12_1250_3_6_1,2 kW STANDARD","6_12",1250,3,"STANDARD",null,"6_1,2 kW",2137,null,null,null,null,null,1186.2,1713.4727272727273,1604.3818181818183,1768.0181818181818,"/","3weeks",1.5,0,null,""]
[null,"THGT_F400","THGT","F400","THGT_F400_6_12_1250_3_7,5_1,5 kW STANDARD","6_12",1250,3,"STANDARD",null,"7,5_1,5 kW",2138,null,null,null,null,null,1241.181818181818,1768.4545454545453,1659.3636363636363,1822.9999999999998,"/","to be confirmed",1.5,0,null,""]
[null,"THGT_F400","THGT","F400","THGT_F400_6_12_1250_6_12_2,4 kW STANDARD","6_12",1250,6,"STANDARD",null,"12_2,4 kW",2139,null,null,null,null,null,892.38181818181806,1419.6545454545453,1310.5636363636361,1474.1999999999998,"/","to be confirmed",2.2000000000000002,0,null,""]
[null,"THGT_F400","THGT","F400","THGT_F400_6_12_1250_6_17_4,3 kW STANDARD","6_12",1250,6,"STANDARD",null,"17_4,3 kW",2140,null,null,null,null,null,1032.7272727272727,1559.9999999999998,1450.9090909090908,1614.5454545454545,"/","to be confirmed",2.2000000000000002,0,null,""]
[null,"THGT_F400","THGT","F400","THGT_F400_6_12_1250_6_3_0,55 kW STANDARD","6_12",1250,6,"STANDARD",null,"3_0,55 kW",2135,null,null,null,null,null,993.45454545454538,1520.7272727272725,1411.6363636363635,1575.272727272727,"/","to be confirmed",2.2000000000000002,0,null,""]
[null,"THGT_F400","THGT","F400","THGT_F400_6_12_1250_6_4_0,65 kW STANDARD","6_12",1250,6,"STANDARD",null,"4_0,65 kW",2136,null,null,null,null,null,1270.1999999999998,1797.4727272727271,1688.3818181818181,1852.0181818181818,"/","to be confirmed",2.2000000000000002,0,null,""]
[null,"THGT_F400","THGT","F400","THGT_F400_6_12_1250_6_6_1,2 kW STANDARD","6_12",1250,6,"STANDARD",null,"6_1,2 kW",2137,null,null,null,null,null,1212.5818181818181,1739.8545454545454,1630.7636363636364,1794.4,"/","3weeks",2.2000000000000002,0,null,""]
[null,"THGT_F400","THGT","F400","THGT_F400_6_12_1250_6_7,5_1,5 kW STANDARD","6_12",1250,6,"STANDARD",null,"7,5_1,5 kW",2138,null,null,null,null,null,{"$error":"#N/A"},{"$error":"#N/A"},{"$error":"#N/A"},{"$error":"#N/A"},"/",{"$error":"#N/A"},3,0,null,"IF YOU NEED PRICE CONTACT SALES DEPARTMENT"]
[null,"THGT_F400","THGT","F400","THGT_F400_6_12_1250_9_12_2,4 kW STANDARD","6_12",1250,9,"STANDARD",null,"12_2,4 kW",2139,null,null,null,null,null,979.69090909090903,1506.9636363636364,1372.4181818181819,1561.5090909090909,"/","to be confirmed",3,0,null,""]
[null,"THGT_F400","THGT","F400","THGT_F400_6_12_1250_9_17_4,3 kW STANDARD","6_12",1250,9,"STANDARD",null,"17_4,3 kW",2140,null,null,null,null,null,1215.3636363636363,1742.6363636363635,1608.090909090909,1797.181818181818,"/","to be confirmed",3,0,null,""]
[null,"THGT_F400","THGT","F400","THGT_F400_6_12_1250_9_20_5 kW STANDARD","6_12",1250,9,"STANDARD",null,"20_5 kW",2141,null,null,null,null,null,1160.5090909090907,1687.7818181818179,1553.2363636363634,1742.3272727272724,"/","to be confirmed",3,0,null,""]
[null,"THGT_F400","THGT","F400","THGT_F400_6_12_1250_9_28_6,5 kW STANDARD","6_12",1250,9,"STANDARD",null,"28_6,5 kW",2142,null,null,null,null,null,1386.090909090909,1913.363636363636,1778.8181818181818,1967.9090909090905,"/","4weeks",3,0,null,""]
[null,"THGT_F400","THGT","F400","THGT_F400_6_12_1250_9_4_0,65 kW STANDARD","6_12",1250,9,"STANDARD",null,"4_0,65 kW",2136,null,null,null,null,null,1458.5090909090909,1985.7818181818182,1851.2363636363636,2040.3272727272727,"/","to be confirmed",3,0,null,""]
[null,"THGT_F400","THGT","F400","THGT_F400_6_12_1250_9_6_1,2 kW STANDARD","6_12",1250,9,"STANDARD",null,"6_1,2 kW",2137,null,null,null,null,null,{"$error":"#N/A"},{"$error":"#N/A"},{"$error":"#N/A"},{"$error":"#N/A"},"/",{"$error":"#N/A"},1.5,0,null,"IF YOU NEED PRICE CONTACT SALES DEPARTMENT"]
[null,"THGT_F400","THGT","F400","THGT_F400_6_12_1250_9_7,5_1,5 kW STANDARD","6_12",1250,9,"STANDARD",null,"7,5_1,5 kW",2138,null,null,null,null,null,930.59999999999991,1548.7818181818179,1439.6909090909089,1612.4181818181817,"/","to be confirmed",1.5,0,null,""]
[null,"THGT_F400","THGT","F400","THGT_F400_6_12_1409_3_12_2,4 kW STANDARD","6_12",1409,3,"STANDARD",null,"12_2,4 kW",2139,null,null,null,null,null,1029.6363636363635,1647.8181818181815,1538.7272727272725,1711.4545454545453,"/","to be confirmed",1.5,0,null,""]
[null,"THGT_F400","THGT","F400","THGT_F400_6_12_1409_3_17_4,3 kW STANDARD","6_12",1409,3,"STANDARD",null,"17_4,3 kW",2140,null,null,null,null,null,1062.890909090909,1681.0727272727272,1571.9818181818182,1744.7090909090907,"/","to be confirmed",1.5,0,null,""]
[null,"THGT_F400","THGT","F400","THGT_F400_6_12_1409_3_6_1,2 kW STANDARD","6_12",1409,3,"STANDARD",null,"6_1,2 kW",2137,null,null,null,null,null,1332.090909090909,1950.2727272727273,1841.181818181818,2013.909090909091,"/","to be confirmed",1.5,0,null,""]
[null,"THGT_F400","THGT","F400","THGT_F400_6_12_1409_3_7,5_1,5 kW STANDARD","6_12",1409,3,"STANDARD",null,"7,5_1,5 kW",2138,null,null,null,null,null,1277.109090909091,1895.2909090909091,1786.2,1958.9272727272728,"/","3weeks",1.5,0,null,""]
[null,"THGT_F400","THGT","F400","THGT_F400_6_12_1409_6_12_2,4 kW STANDARD","6_12",1409,6,"STANDARD",null,"12_2,4 kW",2139,null,null,null,null,null,983.29090909090894,1601.4727272727271,1492.3818181818181,1665.1090909090906,"/","to be confirmed",2.2000000000000002,0,null,""]
[null,"THGT_F400","THGT","F400","THGT_F400_6_12_1409_6_17_4,3 kW STANDARD","6_12",1409,6,"STANDARD",null,"17_4,3 kW",2140,null,null,null,null,null,1123.6363636363635,1741.8181818181818,1632.7272727272725,1805.4545454545453,"/","to be confirmed",2.2000000000000002,0,null,""]
[null,"THGT_F400","THGT","F400","THGT_F400_6_12_1409_6_20_5 kW STANDARD","6_12",1409,6,"STANDARD",null,"20_5 kW",2141,null,null,null,null,null,1084.3636363636363,1702.5454545454543,1593.4545454545453,1766.181818181818,"/","to be confirmed",2.2000000000000002,0,null,""]
[null,"THGT_F400","THGT","F400","THGT_F400_6_12_1409_6_28_6,5 kW STANDARD","6_12",1409,6,"STANDARD",null,"28_6,5 kW",2142,null,null,null,null,null,1361.1090909090908,1979.2909090909091,1870.2,2042.9272727272728,"/","to be confirmed",2.2000000000000002,0,null,""]
[null,"THGT_F400","THGT","F400","THGT_F400_6_12_1409_6_35_8 kW STANDARD","6_12",1409,6,"STANDARD",null,"35_8 kW",5823,null,null,null,null,null,1303.4909090909091,1921.6727272727273,1812.5818181818181,1985.3090909090909,"/","3weeks",2.2000000000000002,0,null,""]
[null,"THGT_F400","THGT","F400","THGT_F400_6_12_1409_9_12_2,4 kW STANDARD","6_12",1409,9,"STANDARD",null,"12_2,4 kW",2139,null,null,null,null,null,{"$error":"#N/A"},{"$error":"#N/A"},{"$error":"#N/A"},{"$error":"#N/A"},"/",{"$error":"#N/A"},1.5,0,null,"IF YOU NEED PRICE CONTACT SALES DEPARTMENT"]
[null,"THGT_F400","THGT","F400","THGT_F400_6_12_1409_9_17_4,3 kW STANDARD","6_12",1409,9,"STANDARD",null,"17_4,3 kW",2140,null,null,null,null,null,977.87272727272705,1643.3272727272724,1534.2363636363634,1706.9636363636362,"/","to be confirmed",1.5,0,null,""]
[null,"THGT_F400","THGT","F400","THGT_F400_6_12_1409_9_20_5 kW STANDARD","6_12",1409,9,"STANDARD",null,"20_5 kW",2141,null,null,null,null,null,1076.9090909090908,1742.363636363636,1633.272727272727,1805.9999999999998,"/","to be confirmed",1.5,0,null,""]
[null,"THGT_F400","THGT","F400","THGT_F400_6_12_1409_9_28_6,5 kW STANDARD","6_12",1409,9,"STANDARD",null,"28_6,5 kW",2142,null,null,null,null,null,1110.1636363636364,1775.6181818181817,1666.5272727272727,1839.2545454545455,"/","to be confirmed",1.5,0,null,""]
[null,"THGT_F400","THGT","F400","THGT_F400_6_12_1409_9_35_8 kW STANDARD","6_12",1409,9,"STANDARD",null,"35_8 kW",5823,null,null,null,null,null,1379.3636363636363,2044.8181818181818,1935.7272727272727,2108.4545454545455,"/","to be confirmed",1.5,0,null,""]
[null,"THGT_F400","THGT","F400","THGT_F400_6_12_1409_9_44_11 kW STANDARD","6_12",1409,9,"STANDARD",null,"44_11 kW",5948,null,null,null,null,null,1324.3818181818183,1989.8363636363636,1880.7454545454545,2053.4727272727273,"/","3weeks",1.5,0,null,""]
[null,"THGT_F400","THGT","F400","THGT_F400_6_12_1409_12_17_4,3 kW STANDARD","6_12",1409,12,"STANDARD",null,"17_4,3 kW",2140,null,null,null,null,null,1030.5636363636361,1696.0181818181816,1586.9272727272726,1759.6545454545453,"/","to be confirmed",2.2000000000000002,0,null,""]
[null,"THGT_F400","THGT","F400","THGT_F400_6_12_1409_12_20_5 kW STANDARD","6_12",1409,12,"STANDARD",null,"20_5 kW",2141,null,null,null,null,null,1170.9090909090908,1836.3636363636363,1727.272727272727,1899.9999999999998,"/","to be confirmed",2.2000000000000002,0,null,""]
[null,"THGT_F400","THGT","F400","THGT_F400_6_12_1409_12_28_6,5 kW STANDARD","6_12",1409,12,"STANDARD",null,"28_6,5 kW",2142,null,null,null,null,null,1131.6363636363635,1797.090909090909,1687.9999999999998,1860.7272727272725,"/","to be confirmed",2.2000000000000002,0,null,""]
[null,"THGT_F400","THGT","F400","THGT_F400_6_12_1409_12_35_8 kW STANDARD","6_12",1409,12,"STANDARD",null,"35_8 kW",5823,null,null,null,null,null,1350.7636363636364,2016.2181818181818,1907.1272727272726,2079.8545454545456,"/","3weeks",2.2000000000000002,0,null,""]
[null,"THGT_F400","THGT","F400","THGT_F400_6_12_1409_12_44_11 kW STANDARD","6_12",1409,12,"STANDARD",null,"44_11 kW",5948,null,null,null,null,null,1408.3818181818181,2073.8363636363638,1964.7454545454545,2137.4727272727273,"/","to be confirmed",2.2000000000000002,0,null,""]
[null,"THGT_F400","THGT","F400","THGT_F400_6_12_1609_3_12_2,4 kW STANDARD","6_12",1609,3,"STANDARD",null,"12_2,4 kW",2139,null,null,null,null,null,1117.8727272727272,1783.3272727272727,1648.7818181818182,1846.9636363636364,"/","to be confirmed",3,0,null,""]
[null,"THGT_F400","THGT","F400","THGT_F400_6_12_1609_3_17_4,3 kW STANDARD","6_12",1609,3,"STANDARD",null,"17_4,3 kW",2140,null,null,null,null,null,{"$error":"#N/A"},{"$error":"#N/A"},{"$error":"#N/A"},{"$error":"#N/A"},"/",{"$error":"#N/A"},3,0,null,"IF YOU NEED PRICE CONTACT SALES DEPARTMENT"]
[null,"THGT_F400","THGT","F400","THGT_F400_6_12_1609_3_20_5 kW STANDARD","6_12",1609,3,"STANDARD",null,"20_5 kW",2141,null,null,null,null,null,1353.5454545454545,2019,1884.4545454545455,2082.6363636363635,"/","to be confirmed",3,0,null,""]
[null,"THGT_F400","THGT","F400","THGT_F400_6_12_1609_3_28_6,5 kW STANDARD","6_12",1609,3,"STANDARD",null,"28_6,5 kW",2142,null,null,null,null,null,1298.6909090909089,1964.1454545454544,1829.6,2027.7818181818179,"/","to be confirmed",3,0,null,""]
[null,"THGT_F400","THGT","F400","THGT_F400_6_12_1609_3_35_8 kW STANDARD","6_12",1609,3,"STANDARD",null,"35_8 kW",5823,null,null,null,null,null,1524.2727272727273,2189.7272727272725,2055.181818181818,2253.363636363636,"/","4weeks",3,0,null,""]
[null,"THGT_F400","THGT","F400","THGT_F400_6_12_1609_6_17_4,3 kW STANDARD","6_12",1609,6,"STANDARD",null,"17_4,3 kW",2140,null,null,null,null,null,1596.6909090909091,2262.1454545454544,2127.6,2325.7818181818179,"/","to be confirmed",3,0,null,""]
[null,"THGT_F400","THGT","F400","THGT_F400_6_12_1609_6_20_5 kW STANDARD","6_12",1609,6,"STANDARD",null,"20_5 kW",2141,null,null,null,null,null,{"$error":"#N/A"},{"$error":"#N/A"},{"$error":"#N/A"},{"$error":"#N/A"},"/",{"$error":"#N/A"},1.5,0,null,"IF YOU NEED PRICE CONTACT SALES DEPARTMENT"]
[null,"THGT_F400","THGT","F400","THGT_F400_6_12_1609_6_28_6,5 kW STANDARD","6_12",1609,6,"STANDARD",null,"28_6,5 kW",2142,null,null,null,null,null,1032.4181818181817,1752.4181818181814,1643.3272727272724,1816.0545454545452,"/","to be confirmed",1.5,0,null,""]
[null,"THGT_F400","THGT","F400","THGT_F400_6_12_1609_6_35_8 kW STANDARD","6_12",1609,6,"STANDARD",null,"35_8 kW",5823,null,null,null,null,null,1164.7090909090909,1884.7090909090909,1775.6181818181817,1948.3454545454547,"/","to be confirmed",1.5,0,null,""]
[null,"THGT_F400","THGT","F400","THGT_F400_6_12_1609_6_37_9,2 kW STANDARD","6_12",1609,6,"STANDARD",null,"37_9,2 kW",5806,null,null,null,null,null,1131.4545454545453,1851.4545454545453,1742.363636363636,1915.0909090909088,"/","to be confirmed",1.5,0,null,""]
[null,"THGT_F400","THGT","F400","THGT_F400_6_12_1609_6_44_11 kW STANDARD","6_12",1609,6,"STANDARD",null,"44_11 kW",5948,null,null,null,null,null,1433.9090909090908,2153.909090909091,2044.8181818181818,2217.5454545454545,"/","to be confirmed",1.5,0,null,""]
[null,"THGT_F400","THGT","F400","THGT_F400_6_12_1609_6_55_14,7 kW STANDARD","6_12",1609,6,"STANDARD",null,"55_14,7 kW",5798,null,null,null,null,null,1378.9272727272728,2098.9272727272728,1989.8363636363636,2162.5636363636363,"/","3weeks",1.5,0,null,""]
[null,"THGT_F400","THGT","F400","THGT_F400_6_12_1609_6_68_17 kW STANDARD","6_12",1609,6,"STANDARD",null,"68_17 kW",6312,null,null,null,null,null,1085.1090909090908,1805.1090909090906,1696.0181818181816,1868.7454545454543,"/","to be confirmed",2.2000000000000002,0,null,""]
[null,"THGT_F400","THGT","F400","THGT_F400_6_12_1609_9_20_5 kW STANDARD","6_12",1609,9,"STANDARD",null,"20_5 kW",2141,null,null,null,null,null,1186.181818181818,1906.1818181818182,1797.090909090909,1969.8181818181818,"/","to be confirmed",2.2000000000000002,0,null,""]
[null,"THGT_F400","THGT","F400","THGT_F400_6_12_1609_9_28_6,5 kW STANDARD","6_12",1609,9,"STANDARD",null,"28_6,5 kW",2142,null,null,null,null,null,1225.4545454545453,1945.4545454545453,1836.3636363636363,2009.090909090909,"/","to be confirmed",2.2000000000000002,0,null,""]
[null,"THGT_F400","THGT","F400","THGT_F400_6_12_1609_9_35_8 kW STANDARD","6_12",1609,9,"STANDARD",null,"35_8 kW",5823,null,null,null,null,null,1405.3090909090909,2125.3090909090911,2016.2181818181818,2188.9454545454546,"/","3weeks",2.2000000000000002,0,null,""]
[null,"THGT_F400","THGT","F400","THGT_F400_6_12_1609_9_37_9,2 kW STANDARD","6_12",1609,9,"STANDARD",null,"37_9,2 kW",5806,null,null,null,null,null,1462.9272727272726,2182.9272727272728,2073.8363636363638,2246.5636363636363,"/","to be confirmed",2.2000000000000002,0,null,""]
[null,"THGT_F400","THGT","F400","THGT_F400_6_12_1609_9_44_11 kW STANDARD","6_12",1609,9,"STANDARD",null,"44_11 kW",5948,null,null,null,null,null,1172.4181818181819,1892.4181818181814,1757.8727272727272,1956.0545454545452,"/","to be confirmed",3,0,null,""]
[null,"THGT_F400","THGT","F400","THGT_F400_6_12_1609_9_55_14,7 kW STANDARD","6_12",1609,9,"STANDARD",null,"55_14,7 kW",5798,null,null,null,null,null,{"$error":"#N/A"},{"$error":"#N/A"},{"$error":"#N/A"},{"$error":"#N/A"},"/",{"$error":"#N/A"},3,0,null,"IF YOU NEED PRICE CONTACT SALES DEPARTMENT"]
[null,"THGT_F400","THGT","F400","THGT_F400_6_12_1609_9_68_17 kW STANDARD","6_12",1609,9,"STANDARD",null,"68_17 kW",6312,null,null,null,null,null,1353.2363636363634,2073.2363636363634,1938.6909090909089,2136.8727272727269,"/","to be confirmed",3,0,null,""]
[null,"THGT_F400","THGT","F400","THGT_F400_6_12_1609_9_80_20 kW STANDARD","6_12",1609,9,"STANDARD",null,"80_20 kW",6081,null,null,null,null,null,1408.090909090909,2128.090909090909,1993.5454545454545,2191.7272727272725,"/","to be confirmed",3,0,null,""]
[null,"THGT_F400","THGT","F400","THGT_F400_6_12_1609_12_28_6,5 kW STANDARD","6_12",1609,12,"STANDARD",null,"28_6,5 kW",2142,null,null,null,null,null,1578.8181818181818,2298.8181818181815,2164.272727272727,2362.454545454545,"/","4weeks",3,0,null,""]
[null,"THGT_F400","THGT","F400","THGT_F400_6_12_1609_12_35_8 kW STANDARD","6_12",1609,12,"STANDARD",null,"35_8 kW",5823,null,null,null,null,null,1651.2363636363636,2371.2363636363634,2236.6909090909089,2434.8727272727274,"/","to be confirmed",3,0,null,""]
[null,"THGT_F400","THGT","F400","THGT_F400_6_12_1609_12_37_9,2 kW STANDARD","6_12",1609,12,"STANDARD",null,"37_9,2 kW",5806,null,null,null,null,null,{"$error":"#N/A"},{"$error":"#N/A"},{"$error":"#N/A"},{"$error":"#N/A"},"/",{"$error":"#N/A"},5.5,0,null,"IF YOU NEED PRICE CONTACT SALES DEPARTMENT"]
[null,"THGT_F400","THGT","F400","THGT_F400_6_12_1609_12_44_11 kW STANDARD","6_12",1609,12,"STANDARD",null,"44_11 kW",5948,null,null,null,null,null,1348.4363636363635,2068.4363636363632,1930.254545454545,2132.0727272727268,"/","to be confirmed",5.5,0,null,""]
[null,"THGT_F400","THGT","F400","THGT_F400_6_12_1609_12_55_14,7 kW STANDARD","6_12",1609,12,"STANDARD",null,"55_14,7 kW",5798,null,null,null,null,null,1542.2545454545455,2262.2545454545452,2124.0727272727272,2325.8909090909087,"/","to be confirmed",5.5,0,null,""]
[null,"THGT_F400","THGT","F400","THGT_F400_6_12_1609_12_68_17 kW STANDARD","6_12",1609,12,"STANDARD",null,"68_17 kW",6312,null,null,null,null,null,1932.8545454545456,2652.8545454545456,2514.6727272727276,2716.4909090909091,"/","4weeks",5.5,0,null,""]